{"text_format":"2","workbook":"xls","n_sheets":2,"sheets":["*****","99_5YrWkPlan"],"not_rendered":{"charts":0,"images":0,"macros":1,"external_links":5,"defined_names":44,"comments":0,"pivot_tables":0},"unopened":[],"bounds":{"document_bytes":16777216,"sheet_cells":100000,"run_cost":"one","rows_first":2000,"rows_last":500,"rows_between":2000,"halvings":0,"cell_chars":16384,"cell_head_chars":4096},"cells_cut":0,"cells_raw":0,"read":"whole","date_system":"1900","formulas":"cached_only"}

{"sheet":"*****","index":0,"n_rows":0,"n_cols":0,"rows_kept":0,"cut":false,"hidden":true,"merged":[],"flags":["formulas_cached_only"]}

{"sheet":"99_5YrWkPlan","index":1,"n_rows":4903,"n_cols":25,"rows_kept":4903,"cut":false,"hidden":false,"merged":[],"flags":["formulas_cached_only"]}
[]
["BROWARD  SCHOOL DISTRICT - - FACILITIES FIVE-YEAR WORK PROGRAM"]
["BROWARD   SCHOOL  DISTRICT - -  WORKSHEET "]
["This work program worksheet must be filled out completely and a paper copy signed and submitted to the SMART Schools Clearinghouse, and a copy submitted ",{"$nulls":23},"The application must be filled out completely and a paper copy signed and submitted to the SMART Schools Clearinghouse, and a copy submitted electronically by September 1, 1998, and all data accurate as of July 15, 1998."]
["electronically in digital format, as you received it (not a fax), prior to September 15, 1999, and all data accurate as of July 15, 1999.",{"$nulls":23},"The application must be filled out completely and a paper copy signed and submitted to the SMART Schools Clearinghouse, and a copy submitted electronically by September 1, 1998, and all data accurate as of July 15, 1998."]
["District: ====>",null,"BROWARD","Date: ==>","2000-10-01",null,"For fiscal years","  1999-2000 through 2003-2004"]
[]
["Section 235.185 School district facilities work program; definitions; preparation, adoption, and amendment."]
[]
["(1)    DEFINITIONS"]
["(a)"]
["(b)"]
{"$rows_empty":7}
["(2)     PREPARATION OF TENTATIVE DISTRICT FACILITIES WORK PROGRAM"]
["(a)"]
[]
["1 .","A schedule of major repair and renovation projects necessary to maintain the educational plant and ancillary facilities"]
[null,"of the district."]
[null,null,null,"2000-01 ","2001-02 ","2002-03 ","2003-04 ","2004-05 "]
["Loc#","Project","Location","Actual Budget","Projected Cost","Projected Cost","Projected Cost","Projected Cost","5 YEAR TOTAL"]
[null,"Facilities Remodeling & Renovation",{"$nulls":6},0]
[1791,"Apollo Middle","Covered Walkway",null,150000,null,null,null,150000]
[1791,"Apollo Middle","Remodeling/ Addition",null,null,null,721000,null,721000]
[9855,"BECON/ITV","Air Conditioning",622000,{"$nulls":4},622000]
[9855,"BECON/ITV","Remodeling / Expansion",null,778841,null,null,null,778841]
[9855,"BECON/ITV","Renovation",383351,{"$nulls":4},383351]
[361,"Blanche Ely High","Regional Athletic Facility",{"$nulls":4},1545000,1545000]
[361,"Blanche Ely High","Remodeling and Renovation",null,3148710,null,null,null,3148710]
[871,"Bright Horizons School","General Renovation/Additions",38108,{"$nulls":4},38108]
[2771,"Broward Fire Academy","Special program",4000000,{"$nulls":4},4000000]
[2641,"Central Park Elementary","Student Drop-Off",145000,{"$nulls":4},145000]
[1421,"Coconut Creek Elementary","Covered Walkway",null,130000,null,null,null,130000]
[1681,"Coconut Creek High","Track Renovation",null,null,null,154500,null,154500]
[1931,"Cooper City High","Regional Athletic Facility",null,null,null,1545000,null,1545000]
[1931,"Cooper City High","Remodeling, Renovation, and Indoor Air Quality",3237696,3440362,295223,null,null,6973281]
[1711,"Deerfield Beach High","Regional Athletic Facility",{"$nulls":4},1545000,1545000]
[911,"Deerfield Beach Middle","Pool Replacement",905862,{"$nulls":4},905862]
[0,"District Wide","Ancillary Facilities",1616649,1244159,2446000,null,null,5306808]
[0,"District Wide","Asbestos",2548000,2548000,2548000,null,null,7644000]
[0,"District Wide","Capital expenditures to upgrade existing portable units at selected sites",1000000,1000000,1000000,1000000,1000000,5000000]
[0,"District Wide","Charter School SIT",10598395,{"$nulls":4},10598395]
[0,"District Wide","Closed Campus",1628000,{"$nulls":4},1628000]
[0,"District Wide","Design Fees",1000000,1000000,1000000,1000000,1000000,5000000]
[0,"District Wide","Portable Reserve",3000000,{"$nulls":4},3000000]
[0,"District Wide","Purchase Nations Bank (Bank of America) Building at TSSC",3600000,{"$nulls":4},3600000]
[2541,"Flamingo Elementary","Bus Drive",30000,{"$nulls":4},30000]
[951,"Fort Lauderdale High","Renovation",5855891,{"$nulls":4},5855891]
[921,"Foster, Stephen Elementary","Gazebo and Walkways",180000,{"$nulls":4},180000]
[403,"Hallandale High","Auditorium Renovations",null,null,null,103000,null,103000]
[403,"Hallandale High","Remodeling and Renovation",93065,3568254,387277,52133,null,4100729]
[403,"Hallandale High","Site Improvements",{"$nulls":4},206000,206000]
[491,"Harbordale Elementary","Remodeling / New Construction",3090000,{"$nulls":4},3090000]
[1661,"Hollywood Hills High","Closed campus",310000,{"$nulls":4},310000]
[1661,"Hollywood Hills High","Remodeling and Renovation",null,970314,219594,2630378,379025,4199311]
[1661,"Hollywood Hills High","Track Renovations",{"$nulls":4},154500,154500]
[1701,"Lauderdale Lakes Middle","Remodeling",null,null,null,721000,null,721000]
[1391,"Lauderhill Middle","Remodeling",null,null,null,721000,null,721000]
[1091,"Lloyd Estates Elementary","Remodeling / Addition",null,null,275917,1637958,182175,2096050]
[1091,"Lloyd Estates Elementary","Renovation",1484350,{"$nulls":4},1484350]
[1751,"Miramar High","Renovation",250000,{"$nulls":4},250000]
[1841,"Mirror Lake Elementary","Addition",null,null,null,51500,null,51500]
[1241,"Northeast High","Fire Alarm",null,250000,null,null,null,250000]
[1241,"Northeast High","Master Plan Facility",null,null,null,51500,null,51500]
[1241,"Northeast High","Remodeling and Renovation",null,727318,3169059,397874,null,4294251]
[1282,"Nova Blanche Forman Elementary","Fire Hydrants",35000,{"$nulls":4},35000]
[1281,"Nova High","Closed campus",62000,{"$nulls":4},62000]
[1281,"Nova High","Remodeling and Renovation",2437104,286425,null,null,null,2723529]
[1281,"Nova High","Track Renovations ",{"$nulls":4},154500,154500]
[1311,"Nova Middle","Remodeling, Renovations & Site Improvement",null,null,null,1166063,null,1166063]
[701,"Parkway Middle","Fire Alarm",null,null,135802,null,null,135802]
[701,"Parkway Middle","Remodeling and Renovation",null,655762,4144312,408037,145829,5353940]
[653,"Pine Ridge Alternative Center","Site Improvements",null,null,null,103000,null,103000]
[1451,"Plantation High","Renovation",250000,{"$nulls":4},250000]
[1451,"Plantation High","Track Renovations ",null,null,null,154500,null,154500]
[551,"Plantation Middle","PAL Parking",500000,{"$nulls":4},500000]
[21,"Pompano Beach Middle","Renovation",1808630,{"$nulls":4},1808630]
[21,"Pompano Beach Middle","Site Improvement",null,null,null,51500,null,51500]
[2121,"Rickards Middle","Remodeling/Addition",null,null,null,2575000,null,2575000]
[681,"Rock Island Elementary","Remodeling and Renovation",null,null,283111,1625562,190467,2099140]
[1851,"Royal Palm Elementary","Site Needs",null,null,null,51500,null,51500]
[9335,"S/W Bus Parking Facilities","Addition to Southwest Bus/Maintenance Site",1422108,{"$nulls":4},1422108]
[9335,"S/W Bus Parking Facilities","New Construction",5364899,{"$nulls":4},5364899]
[891,"Sanders Park Elementary","Drainage",46700,{"$nulls":4},46700]
[601,"Seagull School","Bus Loop",150000,{"$nulls":4},150000]
[1321,"Sheridan Park Elementary","Renovation",765000,4330000,null,null,null,5095000]
[1051,"Sheridan Technical Center","Air Conditioning",650000,{"$nulls":4},650000]
[9279,"South Area Bus Parking Lot","Remodeling",240000,{"$nulls":4},240000]
[171,"South Broward High","Regional Athletic Facility",null,null,null,1545000,null,1545000]
[2351,"South Plantation High","Regional Athletic Facility",1545000,{"$nulls":4},1545000]
[2351,"South Plantation High","Renovation",4500000,{"$nulls":4},4500000]
[3011,"Stoneman Douglas High","Track Renovations ",{"$nulls":4},154500,154500]
[211,"Stranahan High","Remodeling and Renovation",1539761,287620,164423,null,null,1991804]
[2751,"Taravella J P High","Remodeling and Renovation",616320,25641,null,null,null,641961]
[2751,"Taravella J P High","Track Renovations ",{"$nulls":4},154500,154500]
[9334,"West Central Bus Parking/Maint","Fleet Maintenance Facility",1855136,{"$nulls":4},1855136]
[2831,"Western High","Remodeling and Renovation",222518,{"$nulls":4},222518]
[452,"Whiddon-Rogers Ed Center","Remodeling and Renovation",null,null,null,206000,824000,1030000]
[null,"Indoor Air Quality",{"$nulls":6},0]
[2611,"Bair Middle","Indoor Air Quality",130000,{"$nulls":4},130000]
[2001,"Banyan Elementary","Indoor Air Quality",80000,"",null,null,null,80000]
[9855,"BECON/ITV","Indoor Air Quality",8000,"",null,null,null,8000]
[201,"Bennett Elementary","Indoor Air Quality",80000,"",null,null,null,80000]
[871,"Bright Horizons School","Indoor Air Quality",83000,"",null,null,null,83000]
[1461,"Castle Hill Elementary","Indoor Air Quality",183120,null,"",null,null,183120]
[911,"Deerfield Beach Middle","Indoor Air Quality",180000,"","",null,null,180000]
[0,"District Wide","Indoor Air Quality",1473208,1473208,null,null,null,2946416]
[0,"District Wide","Indoor Air Quality",7217375,{"$nulls":4},7217375]
[0,"District Wide","Indoor Air Quality",21138728,10569362,null,null,null,31708090]
[721,"Driftwood Elementary","Indoor Air Quality",11600,"",null,null,null,11600]
[9830,"ESEA Title I","Indoor Air Quality",17500,"","",null,null,17500]
[2631,"Forest Hills Elementary","Indoor Air Quality",110000,"","",null,null,110000]
[2851,"Griffin Elementary","Indoor Air Quality",7100,null,"",null,null,7100]
[111,"Hollywood Hills Elementary","Indoor Air Quality",14500,"",null,null,null,14500]
[1661,"Hollywood Hills High","Indoor Air Quality",178000,"",null,null,null,178000]
[1761,"Hollywood Park Elementary","Indoor Air Quality",46000,"","",null,null,46000]
[2531,"Horizon Elementary","Indoor Air Quality",80000,"",null,null,null,80000]
[1971,"Hunt, James S. Elementary","Indoor Air Quality",127000,"",null,null,null,127000]
[831,"Lake Forest Elementary","Indoor Air Quality",6500,"",null,null,null,6500]
[621,"Larkdale Elementary","Indoor Air Quality",83000,null,"",null,null,83000]
[1091,"Lloyd Estates Elementary","Indoor Air Quality",165592,"","",null,null,165592]
[581,"Margate Middle","Indoor Air Quality",40000,"","",null,null,40000]
[1291,"McFatter Technical Center","Indoor Air Quality",7500,"",null,null,null,7500]
[761,"Meadowbrook Elementary","Indoor Air Quality",80000,"",null,null,null,80000]
[2691,"Morrow Elementary","Indoor Air Quality",123000,"",null,null,null,123000]
[2671,"Nob Hill Elementary","Indoor Air Quality",80000,null,"",null,null,80000]
[561,"Norcrest Elementary","Indoor Air Quality",126000,"","",null,null,126000]
[1191,"North Fork Elementary","Indoor Air Quality",109000,null,"",null,null,109000]
[2231,"North Lauderdale Elementary","Indoor Air Quality",108000,"",null,null,null,108000]
[31,"Oakland Park Elementary","Indoor Air Quality",150000,null,"",null,null,150000]
[3171,"Park Springs Elementary","Indoor Air Quality",160750,"",null,null,null,160750]
[1221,"Pembroke Pines Elementary","Indoor Air Quality",10000,"",null,null,null,10000]
[1631,"Perry, Annabel Elementary","Indoor Air Quality",36000,"",null,null,null,36000]
[931,"Peters Elementary","Indoor Air Quality",123500,null,"",null,null,123500]
[2861,"Pines Lakes Elementary","Indoor Air Quality",14500,"",null,null,null,14500]
[1881,"Pines Middle","Indoor Air Quality",137500,null,"",null,null,137500]
[1901,"Piper High","Indoor Air Quality",270000,null,"",null,null,270000]
[551,"Plantation Middle","Indoor Air Quality",134000,"","",null,null,134000]
[1251,"Plantation Park Elementary","Indoor Air Quality",80000,"","",null,null,80000]
[21,"Pompano Beach Middle","Indoor Air Quality",155000,null,"",null,null,155000]
[2711,"Ramblewood Middle","Indoor Air Quality",160000,"",null,null,null,160000]
[2121,"Rickards Middle","Indoor Air Quality",140000,null,"",null,null,140000]
[3401,"Sawgrass Elementary","Indoor Air Quality",377200,"","",null,null,377200]
[1891,"Seminole Middle","Indoor Air Quality",301000,"","",null,null,301000]
[1051,"Sheridan Technical Center","Indoor Air Quality",96800,"",null,null,null,96800]
[171,"South Broward High","Indoor Air Quality",330000,null,"",null,null,330000]
[3011,"Stoneman Douglas High","Indoor Air Quality",223768,"","",null,null,223768]
[2621,"Tamarac Elementary","Indoor Air Quality",110000,null,"",null,null,110000]
[571,"Tedder Elementary","Indoor Air Quality",95000,null,"",null,null,95000]
[1021,"The Quest Center","Indoor Air Quality",8000,"",null,null,null,8000]
[3481,"Tradewinds Elementary","Indoor Air Quality",80000,"",null,null,null,80000]
[1621,"Village Elementary","Indoor Air Quality",148790,null,"",null,null,148790]
[2681,"Westchester Elementary","Indoor Air Quality",135000,null,"",null,null,135000]
[2831,"Western High","Indoor Air Quality",289710,"","",null,null,289710]
[452,"Whiddon-Rogers Ed Center","Indoor Air Quality",130000,"","",null,null,130000]
[null,"Education Technology Services - Technology Upgrades",{"$nulls":6},0]
[2511,"Atlantic West Elementary","Technology Upgrade",220618,{"$nulls":4},220618]
[2001,"Banyan Elementary","Technology Upgrade",228115,{"$nulls":4},228115]
[341,"Bethune, Mary M. Elementary","Technology Upgrade",634876.85,{"$nulls":4},634876.85]
[971,"Boulevard Heights Elementary","Technology Upgrade",233406,{"$nulls":4},233406]
[871,"Bright Horizons School","Technology Upgrade",218641,{"$nulls":4},218641]
[811,"Broadview Elementary","Technology Upgrade",612558.296,{"$nulls":4},612558.296]
[501,"Broward Estates Elementary","Technology Upgrade",248171,{"$nulls":4},248171]
[2641,"Central Park Elementary","Technology Upgrade",270662,{"$nulls":4},270662]
[2961,"Chapel Trail Elementary","Technology Upgrade",248171,{"$nulls":4},248171]
[1421,"Coconut Creek Elementary","Technology Upgrade",247713,{"$nulls":4},247713]
[231,"Colbert Elementary","Technology Upgrade",560177.5650000001,{"$nulls":4},560177.5650000001]
[1211,"Cooper City Elementary","Technology Upgrade",748001.95,{"$nulls":4},748001.95]
[3041,"Coral Park Elementary","Technology Upgrade",286717,{"$nulls":4},286717]
[2551,"Coral Springs Elementary","Technology Upgrade",767279.06,{"$nulls":4},767279.06]
[3111,"Country Hills Elementary","Technology Upgrade",352651,{"$nulls":4},352651]
[2981,"Country Isles Elementary","Technology Upgrade",199107,{"$nulls":4},199107]
[901,"Cresthaven Elementary","Technology Upgrade",199107,{"$nulls":4},199107]
[221,"Croissant Park Elementary","Technology Upgrade",255668,{"$nulls":4},255668]
[3222,"Cross Creek School","Technology Upgrade",587173.064,{"$nulls":4},587173.064]
[1781,"Cypress Elementary","Technology Upgrade",182301,{"$nulls":4},182301]
[2123,"Cypress Run Alternative / Exceptional Center","Technology Upgrade",null,511785,null,null,null,511785]
[101,"Dania Elementary","Technology Upgrade",200855,{"$nulls":4},200855]
[2801,"Davie Elementary","Technology Upgrade",658724.0120000001,{"$nulls":4},658724.0120000001]
[11,"Deerfield Beach Elementary","Technology Upgrade",680676.61,{"$nulls":4},680676.61]
[391,"Deerfield Park Elementary","Technology Upgrade",590641.0310000001,{"$nulls":4},590641.0310000001]
[271,"Dillard Elementary","Technology Upgrade",649651.8640000001,{"$nulls":4},649651.8640000001]
[3221,"Drew, Charles Elementary","Technology Upgrade",255604,{"$nulls":4},255604]
[721,"Driftwood Elementary","Technology Upgrade",583680.17,{"$nulls":4},583680.17]
[3461,"Eagle Point Elementary","Technology Upgrade",312000,{"$nulls":4},312000]
[3191,"Embassy Creek Elementary","Technology Upgrade",262707,{"$nulls":4},262707]
[1641,"Fairway Elementary","Technology Upgrade",615845.07,{"$nulls":4},615845.07]
[2541,"Flamingo Elementary","Technology Upgrade",770896.41,{"$nulls":4},770896.41]
[2631,"Forest Hills Elementary","Technology Upgrade",235383,{"$nulls":4},235383]
[921,"Foster, Stephen Elementary","Technology Upgrade",545572.6,{"$nulls":4},545572.6]
[2851,"Griffin Elementary","Technology Upgrade",221140,{"$nulls":4},221140]
[131,"Hallandale Elementary","Technology Upgrade",511152.38,{"$nulls":4},511152.38]
[3131,"Hawkes Bluff Elementary","Technology Upgrade",258167,{"$nulls":4},258167]
[121,"Hollywood Central Elementary","Technology Upgrade",608673.812,{"$nulls":4},608673.812]
[111,"Hollywood Hills Elementary","Technology Upgrade",null,534699,null,null,null,534699]
[1761,"Hollywood Park Elementary","Technology Upgrade",604139.1379999999,{"$nulls":4},604139.1379999999]
[2531,"Horizon Elementary","Technology Upgrade",751542.72,{"$nulls":4},751542.72]
[1971,"Hunt, James S. Elementary","Technology Upgrade",602122.004,{"$nulls":4},602122.004]
[3181,"Indian Trace Elementary","Technology Upgrade",224097,{"$nulls":4},224097]
[1611,"King, Martin Luther Elementary","Technology Upgrade",571645.135,{"$nulls":4},571645.135]
[831,"Lake Forest Elementary","Technology Upgrade",576527.426,{"$nulls":4},576527.426]
[431,"Lauderdale Manors Elementary","Technology Upgrade",614254.1340000001,{"$nulls":4},614254.1340000001]
[1091,"Lloyd Estates Elementary","Technology Upgrade",544967.666,{"$nulls":4},544967.666]
[2741,"Maplewood Elementary","Technology Upgrade",247942,{"$nulls":4},247942]
[1161,"Margate Elementary","Technology Upgrade",851503.01,{"$nulls":4},851503.01]
[3291,"Marshall, Thurgood Elementary","Technology Upgrade",605112.4070000001,{"$nulls":4},605112.4070000001]
[841,"McNab Elementary","Technology Upgrade",355124,{"$nulls":4},355124]
[761,"Meadowbrook Elementary","Technology Upgrade",377243,{"$nulls":4},377243]
[531,"Miramar Elementary","Technology Upgrade",633028.4419999999,{"$nulls":4},633028.4419999999]
[1841,"Mirror Lake Elementary","Technology Upgrade",730664.13,{"$nulls":4},730664.13]
[2691,"Morrow Elementary","Technology Upgrade",608107.78,{"$nulls":4},608107.78]
[2671,"Nob Hill Elementary","Technology Upgrade",720672.45,{"$nulls":4},720672.45]
[561,"Norcrest Elementary","Technology Upgrade",175124,{"$nulls":4},175124]
[521,"North Andrews Gardens Elementary","Technology Upgrade",549725.152,{"$nulls":4},549725.152]
[2231,"North Lauderdale Elementary","Technology Upgrade",625526.6680000001,{"$nulls":4},625526.6680000001]
[31,"Oakland Park Elementary","Technology Upgrade",518544.474,{"$nulls":4},518544.474]
[461,"Oakridge Elementary","Technology Upgrade",599039.672,{"$nulls":4},599039.672]
[711,"Orange Brook Elementary","Technology Upgrade",null,681405,null,null,null,681405]
[3311,"Palm Cove Elementary","Technology Upgrade",803807.2,{"$nulls":4},803807.2]
[1131,"Palmview Elementary","Technology Upgrade",541487.992,{"$nulls":4},541487.992]
[1951,"Park Ridge Elementary","Technology Upgrade",535943.166,{"$nulls":4},535943.166]
[3171,"Park Springs Elementary","Technology Upgrade",766377.62,{"$nulls":4},766377.62]
[2071,"Pasadena Lakes Elementary","Technology Upgrade",856050.83,{"$nulls":4},856050.83]
[2661,"Pembroke Lakes Elementary","Technology Upgrade",238404,{"$nulls":4},238404]
[1221,"Pembroke Pines Elementary","Technology Upgrade",679482.09,{"$nulls":4},679482.09]
[1631,"Perry, Annabel Elementary","Technology Upgrade",605825.962,{"$nulls":4},605825.962]
[931,"Peters Elementary","Technology Upgrade",824992.29,{"$nulls":4},824992.29]
[653,"Pine Ridge Alternative Center","Technology Upgrade",478421.898,{"$nulls":4},478421.898]
[2861,"Pines Lakes Elementary","Technology Upgrade",677831.88,{"$nulls":4},677831.88]
[2811,"Pinewood Elementary","Technology Upgrade",811198.92,{"$nulls":4},811198.92]
[1251,"Plantation Park Elementary","Technology Upgrade",736055.08,{"$nulls":4},736055.08]
[751,"Pompano Beach Elementary","Technology Upgrade",635791.898,{"$nulls":4},635791.898]
[3121,"Quiet Waters Elementary","Technology Upgrade",820025.37,{"$nulls":4},820025.37]
[2721,"Ramblewood Elementary","Technology Upgrade",787631.22,{"$nulls":4},787631.22]
[2891,"Riverglades Elementary","Technology Upgrade",724484.63,{"$nulls":4},724484.63]
[151,"Riverland Elementary","Technology Upgrade",631917.81,{"$nulls":4},631917.81]
[3031,"Riverside Elementary","Technology Upgrade",799832.9539999999,{"$nulls":4},799832.9539999999]
[681,"Rock Island Elementary","Technology Upgrade",566599.9340000001,{"$nulls":4},566599.9340000001]
[891,"Sanders Park Elementary","Technology Upgrade",556241.46,{"$nulls":4},556241.46]
[3061,"Sandpiper Elementary","Technology Upgrade",284511,{"$nulls":4},284511]
[3401,"Sawgrass Elementary","Technology Upgrade",684869.725,{"$nulls":4},684869.725]
[2871,"Sea Castle Elementary","Technology Upgrade",676861.148,{"$nulls":4},676861.148]
[601,"Seagull School","Technology Upgrade",111662,{"$nulls":4},111662]
[1811,"Sheridan Hills Elementary","Technology Upgrade",487708.324,{"$nulls":4},487708.324]
[1321,"Sheridan Park Elementary","Technology Upgrade",599545.8459999999,{"$nulls":4},599545.8459999999]
[3081,"Silver Ridge Elementary","Technology Upgrade",684975.85,{"$nulls":4},684975.85]
[405,"South Area Alternative Center","Technology Upgrade",499681.81,{"$nulls":4},499681.81]
[691,"Stirling Elementary","Technology Upgrade",766850.47,{"$nulls":4},766850.47]
[611,"Sunland Park Elementary","Technology Upgrade",542819.089,{"$nulls":4},542819.089]
[1171,"Sunshine Elementary","Technology Upgrade",501491.00600000005,{"$nulls":4},501491.00600000005]
[2621,"Tamarac Elementary","Technology Upgrade",307231,{"$nulls":4},307231]
[571,"Tedder Elementary","Technology Upgrade",196544,{"$nulls":4},196544]
[3151,"Tequesta Trace Middle","Technology Upgrade",258396,{"$nulls":4},258396]
[1021,"The Quest Center","Technology Upgrade",666808.36,{"$nulls":4},666808.36]
[731,"Tropical Elementary","Technology Upgrade",744920.23,{"$nulls":4},744920.23]
[2881,"Welleby Elementary","Technology Upgrade",815201.2,{"$nulls":4},815201.2]
[161,"West Hollywood Elementary","Technology Upgrade",218119,{"$nulls":4},218119]
[2681,"Westchester Elementary","Technology Upgrade",696577.9540000001,{"$nulls":4},696577.9540000001]
[631,"Westwood Heights Elementary","Technology Upgrade",531414.7420000001,{"$nulls":4},531414.7420000001]
[1752,"Whispering Pines Ctr","Technology Upgrade",747781.83,{"$nulls":4},747781.83]
[191,"Wilton Manors Elementary","Technology Upgrade",563633.296,{"$nulls":4},563633.296]
[991,"Wingate Oaks Center","Technology Upgrade",580835.962,{"$nulls":4},580835.962]
[3091,"Winston Park Elementary","Technology Upgrade",851043.29,{"$nulls":4},851043.29]
[0,"District Wide","Technology Upgrade",200000,{"$nulls":4},200000]
[0,"District Wide","Technology Upgrade",null,200000,null,null,null,200000]
[0,"District Wide","Technology Upgrade",null,null,200000,null,null,200000]
[0,"District Wide","Technology Upgrade",null,null,null,200000,null,200000]
[0,"District Wide","Technology Upgrade",{"$nulls":4},200000,200000]
[0,"District Wide","Technology Upgrade",1500000,{"$nulls":4},1500000]
[0,"District Wide","Technology Upgrade",null,1000000,null,null,null,1000000]
[0,"District Wide","Technology Upgrade",1500000,{"$nulls":4},1500000]
[0,"District Wide","Technology Upgrade",null,1500000,null,null,null,1500000]
[0,"District Wide","Technology Upgrade",150000,{"$nulls":4},150000]
[0,"District Wide","Technology Upgrade",96750,{"$nulls":4},96750]
[0,"District Wide","Technology Upgrade",400000,{"$nulls":4},400000]
[0,"District Wide","Technology Upgrade",null,3185000,null,null,null,3185000]
[0,"District Wide","Technology Upgrade",null,null,3185000,null,null,3185000]
[0,"District Wide","Technology Upgrade",null,null,null,3185000,null,3185000]
[0,"District Wide","Technology Upgrade",{"$nulls":4},3185000,3185000]
[0,"District Wide","Technology Upgrade",2200000,{"$nulls":4},2200000]
[0,"District Wide","Technology Upgrade","",3092680,null,null,null,3092680]
[0,"District Wide","Technology Upgrade","","",4628557,null,null,4628557]
[0,"District Wide","Technology Upgrade","","",null,4646971,null,4646971]
[0,"District Wide","Technology Upgrade",{"$nulls":4},4666306,4666306]
[0,"District Wide","Technology Upgrade",5405000,"",null,"","",5405000]
[0,"District Wide","Technology Upgrade","",null,null,null,250000,250000]
[0,"District Wide","Technology Upgrade",508000,{"$nulls":4},508000]
[0,"District Wide","Technology Upgrade",null,508000,null,null,null,508000]
[0,"District Wide","Technology Upgrade","",null,450000,null,null,450000]
[0,"District Wide","Technology Upgrade","",null,null,450000,null,450000]
[0,"District Wide","Technology Upgrade","",null,null,null,450000,450000]
[0,"District Wide","Technology Upgrade",1000000,{"$nulls":4},1000000]
[0,"District Wide","Technology Upgrade",1000000,{"$nulls":4},1000000]
[0,"District Wide","Technology Upgrade",466667,{"$nulls":4},466667]
[0,"District Wide","Technology Upgrade",200000,{"$nulls":4},200000]
[0,"District Wide","Technology Upgrade","",null,null,500000,null,500000]
[0,"District Wide","Technology Upgrade",948005,{"$nulls":4},948005]
[0,"District Wide","Technology Upgrade","",15956919,null,null,null,15956919]
[0,"District Wide","Technology Upgrade","",null,15956919,null,null,15956919]
[0,"District Wide","Technology Upgrade","",null,null,11925744,null,11925744]
[0,"District Wide","Technology Upgrade",{"$nulls":4},12540255,12540255]
[0,"District Wide","Technology Upgrade",518575,{"$nulls":4},518575]
[0,"District Wide","Technology Upgrade","",13755750,null,null,null,13755750]
[0,"District Wide","Technology Upgrade","",null,9406052,null,null,9406052]
[0,"District Wide","Technology Upgrade","",null,null,9406052,null,9406052]
[0,"District Wide","Technology Upgrade",{"$nulls":4},9406052,9406052]
[0,"District Wide","Technology Upgrade","",null,null,null,3000000,3000000]
[0,"District Wide","Technology Upgrade","",null,null,2100000,null,2100000]
[0,"District Wide","Technology Upgrade","",null,null,686273,null,686273]
[0,"District Wide","Technology Upgrade",4785000,{"$nulls":4},4785000]
[0,"District Wide","Technology Upgrade",null,3000000,null,null,null,3000000]
[0,"District Wide","Technology Upgrade",null,null,3000000,null,null,3000000]
[0,"District Wide","Technology Upgrade",null,null,null,3000000,null,3000000]
[0,"District Wide","Technology Upgrade",{"$nulls":4},3000000,3000000]
[null,"Health Safety & Sanitation",{"$nulls":6},0]
["1741","Anderson, Boyd H High","Bleachers:  Repair/replace baseball bleachers",null,null,null,6000,null,6000]
["1741","Anderson, Boyd H High","Bleachers: Gym",100000,{"$nulls":4},100000]
["1741","Anderson, Boyd H High","Electrical/Fire Safety Violations",7883,8277,8691,9561,10518,44930]
["1741","Anderson, Boyd H High","Flooring:  Installation of Tile",{"$nulls":4},80000,80000]
["1791","Apollo Middle","Electrical/Fire Safety Violations",8269,8682,9116,10028,11031,47126]
["1791","Apollo Middle","Fencing: Replace Fence.",113800,{"$nulls":4},113800]
["1791","Apollo Middle","Infra-Electric:  Upgrade Intercom System",75000,{"$nulls":4},75000]
["1791","Apollo Middle","Infra-Site-Miscellaneous:  Repair Kiva",{"$nulls":4},100000,100000]
["1791","Apollo Middle","Installation of Tile",68000,{"$nulls":4},68000]
["1791","Apollo Middle","Pools:  Renovate / Remarcite / Electrical / Plumbing",50000,{"$nulls":4},50000]
["1791","Apollo Middle","Pools:  Replace Pool Lane Lines",2700,{"$nulls":4},2700]
["1791","Apollo Middle","Pools:  Upgrade Computer Chemical Flow Meter",3000,{"$nulls":4},3000]
[1791,"Apollo Middle","Replace Carpet with Tile-Classrooms",null,null,65000,null,null,65000]
["1791","Apollo Middle","Ventilation:  Repair/Replace Exhaust Fans.",5000,null,5000,null,null,10000]
[null,"Area Offices","Infra-HVAC:  Test and Balance (mold & mildew)",{"$nulls":4},75000,75000]
[2221,"Atlantic Technical Center","Fence Replacement",null,150000,null,null,null,150000]
["2221","Atlantic Vocational Center","Electrical/Fire Safety Violations",7995,8634,9325,10258,11284,47496]
["2221","Atlantic Vocational Center","Fencing:  Replace Fencing",null,null,120700,null,null,120700]
["2221","Atlantic Vocational Center","Flooring:  Installation of Tile",null,null,null,65000,null,65000]
["2221","Atlantic Vocational Center","Upgrade Intercom System",52500,{"$nulls":4},52500]
["2511","Atlantic West Elementary","Electrical/Fire Safety Violations",6670,7004,7354,8090,8899,38017]
["2511","Atlantic West Elementary","Fencing:  Replace Fence.",61200,{"$nulls":4},61200]
["2511","Atlantic West Elementary","Generator:  Install New Generator",null,null,null,120000,null,120000]
["2511","Atlantic West Elementary","Install Bus / Parent Drive",null,null,200000,null,null,200000]
["2511","Atlantic West Elementary","Partial Installation of Tile",44000,{"$nulls":4},44000]
["0343","Attucks Middle","Bleachers:  Repair/replace baseball bleachers",{"$nulls":4},6000,6000]
["0343","Attucks Middle","Electrical/Fire Safety Violations",8269,8682,9116,10028,11031,47126]
["0343","Attucks Middle","Fencing:  Replace Fence.",107300,{"$nulls":4},107300]
["0343","Attucks Middle","Fencing: Replace Fence (perimeter of school)",null,null,null,116120,null,116120]
[343,"Attucks Middle","Replace Carpet with Tile-Entire School",null,null,100000,null,null,100000]
["2611","Bair Middle","Electrical/Fire Safety Violations",25468,26741,28078,30886,33975,145148]
["2611","Bair Middle","Fencing:  Replace Fence.",null,null,120700,null,null,120700]
["2611","Bair Middle","Flooring:  Installation of Tile",{"$nulls":4},90000,90000]
[2001,"Banyan Elementary","Design for Parent Drive",20000,{"$nulls":4},20000]
["2001","Banyan Elementary","Electrical/Fire Safety Violations",5733,6020,6321,6954,7650,32678]
["2001","Banyan Elementary","Fencing:  Replace Fence.",61200,{"$nulls":4},61200]
["2001","Banyan Elementary","Flooring:  Installation of Tile",null,null,null,65000,null,65000]
["2001","Banyan Elementary","Infra-Electric:  Upgrade Emergency Generators",30000,{"$nulls":4},30000]
["2001","Banyan Elementary","Ventilation:  Repair/Replace Exhaust Fans.",null,5000,5000,null,null,10000]
["0641","Bayview Elementary","Electrical/Fire Safety Violations",9426,9898,10393,11433,12577,53727]
["0641","Bayview Elementary","Flooring:  Installation of Tile Media Center",null,null,null,25000,null,25000]
[1292,"BECON","Electric/Fire Safety Violations",2750,3025,3328,3661,4028,16792]
[1292,"BECON","Flooring:  Installation of Tile",null,null,null,15000,null,15000]
[9855,"BECON/ITV","Fire Alarm & Intercom Replacement",null,null,null,245000,null,245000]
["0201","Bennett Elementary","Electrical/Fire Safety Violations",4906,5151,5409,5950,6545,27961]
["0201","Bennett Elementary","Fencing: Replace Fence (perimeter of school)",{"$nulls":4},47500,47500]
["0201","Bennett Elementary","Flooring:  Installation of Tile",null,null,null,30000,null,30000]
["0341","Bethune Mary M Elementary","Electrical/Fire Safety Violations",7938,8335,8752,9628,10591,45244]
["0341","Bethune Mary M Elementary","Fencing: Replace Fence (west side of school)",null,null,null,5954,null,5954]
["0971","Boulevard Heights Elementary","Electrical/Fire Safety Violations",3583,3762,3950,4345,4780,20420]
[971,"Boulevard Heights Elementary","Parent Drive Improvement",null,250000,null,null,null,250000]
["0871","Bright Horizons School","Bus Barricades.",12000,{"$nulls":4},12000]
["0871","Bright Horizons School","Electrical/Fire Safety Violations",5733,6020,6321,6954,7650,32678]
["0871","Bright Horizons School","Fencing:  Replace Fence.",61200,{"$nulls":4},61200]
["0871","Bright Horizons School","Pool:  Renovate / Remarcite / Electrical / Plumbing",10000,{"$nulls":4},10000]
["0871","Bright Horizons School","Pool:  Upgrade Computer Chemical Flow Meter",3000,{"$nulls":4},3000]
["0871","Bright Horizons School","Ventilation:  Repair/Replace Exhaust Fans.",null,5000,null,null,null,5000]
["0811","Broadview Elementary","Bus/Parent Drive",null,null,null,100000,null,100000]
["0811","Broadview Elementary","Electrical/Fire Safety Violations",8710,9145,9602,10563,11620,49640]
["0811","Broadview Elementary","Fencing:  Replace Fence",47800,{"$nulls":4},47800]
[811,"Broadview Elementary","Parent Drive Improvement",null,300000,null,null,null,300000]
["0501","Broward Estates Elementary","Electrical/Fire Safety Violations",5623,5904,6199,6819,7501,32046]
["0501","Broward Estates Elementary","Fencing: Replace Fence (perimeter of school)",null,null,null,43847,null,43847]
["0501","Broward Estates Elementary","Flooring:  Installation of Tile",null,null,null,35000,null,35000]
["1382","Castle Hill Annex","Electrical/Fire Safety Violations",4741,4978,5227,5750,6325,27021]
[1382,"Castle Hill Annex","Fire Alarm Replacement",{"$nulls":4},120000,120000]
["1461","Castle Hill Elementary","Electrical/Fire Safety Violations",3418,3589,3768,4145,4560,19480]
["1461","Castle Hill Elementary","Flooring:  Installation of Tile",null,null,null,65000,null,65000]
["1461","Castle Hill Elementary","Generator:  Install New Generator.",null,null,null,120000,null,120000]
[3271,"Central Area Office","Electric/Fire Safety Violations",110,121,134,148,163,676]
["2641","Central Park Elementary","Electrical/Fire Safety Violations",12734,13371,14039,15443,16988,72575]
["2641","Central Park Elementary","Flooring:  Installation of Tile",null,null,null,65000,null,65000]
["2961","Chapel Trail Elementary","Electrical/Fire Safety Violations",9371,9840,10332,11366,12503,53412]
["1421","Coconut Creek Elementary","Electrical/Fire Safety Violations",7056,7409,7779,8557,9413,40214]
["1421","Coconut Creek Elementary","Fencing:  Replace Fence.",null,null,null,59400,null,59400]
[1421,"Coconut Creek Elementary","Fire Alarm Replacement",null,120000,null,null,null,120000]
["1681","Coconut Creek High","Bleachers:  Repair/Replace Baseball Field Bleachers",null,10000,null,null,null,10000]
["1681","Coconut Creek High","Bus/Parent Drives",null,150000,null,null,null,150000]
["1681","Coconut Creek High","Electrical/Fire Safety Violations",10749,11287,11851,13037,14341,61265]
["1681","Coconut Creek High","Fencing:  Replace Fence.",null,null,null,133750,null,133750]
["1681","Coconut Creek High","Infra-Electric:  Upgrade Emergency Generator",50000,{"$nulls":4},50000]
["1681","Coconut Creek High","Repair/Replace Exhaust System",null,5500,5000,null,null,10500]
[231,"Colbert Elementary","Drainage Replacement",35000,{"$nulls":4},35000]
["0231","Colbert Elementary","Electrical/Fire Safety Violations",8103,8509,8934,9828,10811,46185]
["0231","Colbert Elementary","Fencing:  Replace Fence.",null,63000,null,null,null,63000]
["0231","Colbert Elementary","Repair/Replace Ventilation System",5000,{"$nulls":4},5000]
["0331","Collins Elementary","Electrical/Fire Safety Violations",8269,8682,9116,10028,11031,47126]
["0331","Collins Elementary","Fencing:  Replace Fence.",61200,{"$nulls":4},61200]
["0331","Collins Elementary","Flooring:  Installation of Tile",37500,{"$nulls":4},37500]
[331,"Collins Elementary","Replace Carpet with Tile-Classrooms",null,null,50000,null,null,50000]
["1211","Cooper City Elementary","Electrical/Fire Safety Violations",5788,6078,6381,7020,7722,32989]
["1211","Cooper City Elementary","Fencing:  Replace Fence.",61200,{"$nulls":4},61200]
["1211","Cooper City Elementary","Infra-Electric:  Install New Generator.",null,null,null,120000,null,120000]
["1211","Cooper City Elementary","Infra-Electric:  Upgrade Intercom System",100000,{"$nulls":4},100000]
["1931","Cooper City High","Bleachers:  Repair Bleachers / Exterior",null,3000,null,null,null,3000]
["1931","Cooper City High","Electrical/Fire Safety Violations",10749,11287,11851,13037,14341,61265]
["1931","Cooper City High","Fencing:  Replace Fence.",null,52177,null,null,77573,129750]
["1931","Cooper City High","Pool: Renovate / Remarcite / Electrical / Plumbing",null,null,75000,null,null,75000]
["1931","Cooper City High","Repair/Replace Exhaust Fans.",null,5000,null,null,null,5000]
["1931","Cooper City High","Replace Pool Lane Lines",null,null,2700,null,null,2700]
["1931","Cooper City High","Replace Weight Room",75000,{"$nulls":4},75000]
["3041","Coral Park Elementary","Electrical/Fire Safety Violations",2095,2199,2309,2540,2794,11937]
["3041","Coral Park Elementary","Fencing:  Replace Fence.",null,41000,null,null,22000,63000]
["3041","Coral Park Elementary","Flooring:  Installation of Tile",30000,{"$nulls":4},30000]
["3041","Coral Park Elementary","Infra-Electric:  Outside Security Lighting.",null,33000,null,null,null,33000]
["2551","Coral Springs Elementary","Electrical/Fire Safety Violations",5292,5557,5834,6418,7060,30161]
["2551","Coral Springs Elementary","Fencing:  Replace Fence.",14774,{"$nulls":4},14774]
[2551,"Coral Springs Elementary","Fire Alarm Replacement",null,120000,null,null,null,120000]
["2551","Coral Springs Elementary","Flooring:  Installation of Tile",null,null,null,45000,null,45000]
["2551","Coral Springs Elementary","Repair/Replace Exhaust Fans.",5000,null,5000,null,null,10000]
["1151","Coral Springs High","Electrical/Fire Safety Violations",6009,6309,6625,7288,8017,34248]
["1151","Coral Springs High","Fencing: Replace Fence.",80000,null,null,46000,null,126000]
["1151","Coral Springs High","Flooring:  Installation of Tile",50000,{"$nulls":4},50000]
["1151","Coral Springs High","Infra-Electric: Upgrade  Generator",50000,{"$nulls":4},50000]
["1151","Coral Springs High","Repair/Replace Ventilation System",null,6000,15000,null,null,21000]
["2561","Coral Springs Middle","Electrical/Fire Safety Violations",8214,8624,9056,9962,10959,46815]
["2561","Coral Springs Middle","Fence: Replace Fence",113800,{"$nulls":4},113800]
["2561","Coral Springs Middle","Flooring:  Installation of Tile",50000,{"$nulls":4},50000]
["2561","Coral Springs Middle","Repair/Replace Exhaust Fans.",null,null,5000,null,null,5000]
["3111","Country Hills Elementary","Electrical/Fire Safety Violations",10474,10997,11547,12702,13973,59693]
[3111,"Country Hills Elementary","Fire Alarm Replacement",null,null,null,120000,null,120000]
["3111","Country Hills Elementary","Flooring:  Installation of Tile",null,null,null,14570,null,14570]
["2981","Country Isles Elementary","Electrical/Fire Safety Violations",5016,5267,5531,6085,6694,28593]
["0901","Cresthaven Elementary","Electrical/Fire Safety Violations",7718,8103,8509,9360,10296,43986]
["0901","Cresthaven Elementary","Fencing: Replace Fence",null,null,64900,null,null,64900]
["0901","Cresthaven Elementary","Flooring:  Installation of Tile",null,null,null,75000,null,75000]
[901,"Cresthaven Elementary","Upgrade Fire Alarm Horns",{"$nulls":4},50000,50000]
["0221","Croissant Park Elementary","Electrical/Fire Safety Violations",4079,4283,4497,4947,5442,23248]
["0221","Croissant Park Elementary","Fencing: Replace Fence",{"$nulls":4},64900,64900]
["0221","Croissant Park Elementary","Flooring:  Installation of Tile",{"$nulls":4},75000,75000]
["0221","Croissant Park Elementary","Infra-Electric: Install Emergency Generators",null,null,30000,null,null,30000]
["0221","Croissant Park Elementary","Repair/Replacement Of Ramps",null,5000,8000,null,null,13000]
["3222","Cross Creek Center","Electrical/Fire Safety Violations",2646,2778,2917,3209,3530,15080]
["3222","Cross Creek Center","Flooring:  Installation of Tile",null,null,null,30000,null,30000]
[3222,"Cross Creek School","Time Out Room Replacement",100000,{"$nulls":4},100000]
["1871","Crystal Lake Comm Middle","Electrical/Fire Safety Violations",9040,9493,9967,10964,12061,51525]
["1871","Crystal Lake Comm Middle","Fencing:  Replace Fence.",113800,{"$nulls":4},113800]
["1781","Cypress Elementary","Electrical/Fire Safety Violations",2591,2720,2856,3142,3457,14766]
["1781","Cypress Elementary","Fencing: Replace Fence (perimeter of school)",null,112148,null,null,null,112148]
["2123","Cypress Run Altern/ESE Center","Electrical/Fire Safety Violations",717,752,790,869,956,4084]
["1071","Dandy, Wm. Middle","Electrical/Fire Safety Violations",8324,8740,9177,10095,11105,47441]
[1071,"Dandy, Wm. Middle","Fire Alarm Replacement",195000,{"$nulls":4},195000]
["1071","Dandy, Wm. Middle","Flooring:  Installation of Tile",null,null,null,45000,null,45000]
["1071","Dandy, Wm. Middle","Repair/Replace Exhaust Fans.",5000,5000,5000,null,null,15000]
["0101","Dania Elementary","Electrical/Fire Safety Violations",4355,4573,4801,5282,5811,24822]
[2801,"Davie Elementary","Design for Parent Drive",20000,{"$nulls":4},20000]
["2801","Davie Elementary","Electrical/Fire Safety Violations",2977,3126,3282,3611,3973,16969]
["2801","Davie Elementary","Fencing:  Replace Fence.",61200,{"$nulls":4},61200]
[2801,"Davie Elementary","Fire Alarm Replacement",{"$nulls":4},120000,120000]
["0011","Deerfield Beach Elementary","Electrical/Fire Safety Violations",9537,10013,10514,11566,12723,54353]
["0011","Deerfield Beach Elementary","Flooring:  Installation of Tile",null,67200,null,null,null,67200]
["1711","Deerfield Beach High","Bleachers:  Repair/Replace Pool Area Bleachers",null,null,4000,null,null,4000]
["1711","Deerfield Beach High","Electrical/Fire Safety Violations",21278,22342,23459,25805,28386,121270]
["1711","Deerfield Beach High","Fencing:  Replace Fence.",126000,{"$nulls":4},126000]
["1711","Deerfield Beach High","Infra-Electric:  Upgrade Emergency Generator",null,50000,null,null,null,50000]
["1711","Deerfield Beach High","Repair/Replace Ventilation System",50000,{"$nulls":4},50000]
["0911","Deerfield Beach Middle","Electrical/Fire Safety Violations",9041,9493,9967,10964,12061,51526]
["0911","Deerfield Beach Middle","Fencing:  Replace Fence.",113800,{"$nulls":4},113800]
["0911","Deerfield Beach Middle","Repair/Replace Exhaust Fans.",null,5000,5000,null,null,10000]
["0911","Deerfield Beach Middle","Replace Softball Bleachers",3000,{"$nulls":4},3000]
["0391","Deerfield Park Elementary","Electrical/Fire Safety Violations",7607,7988,8387,9226,10149,43357]
["0391","Deerfield Park Elementary","Fencing:  Replace Fence.",null,null,64900,null,null,64900]
["0391","Deerfield Park Elementary","Flooring:  Installation of Tile",{"$nulls":4},67500,67500]
["0271","Dillard Elementary","Electrical/Fire Safety Violations",4079,4283,4497,4947,5442,23248]
["0271","Dillard Elementary","Flooring:  Installation of Tile",{"$nulls":4},65000,65000]
[271,"Dillard Elementary","Upgrade Fire Alarm Horns",{"$nulls":4},50000,50000]
["0371","Dillard High","Electrical/Fire Safety Violations",39139,41096,43150,47465,52212,223062]
["0371","Dillard High","Fencing:  Replace Fence.",{"$nulls":4},83750,83750]
[0,"District Wide","3 New Emergency Generators",null,null,null,72000,72000,144000]
["0000","District Wide","Analysis of Drinking Water",1500,1500,1200,1500,1500,7200]
["0000","District Wide","Asphalt Repairs:  Basketball/tennis courts",50000,50000,50000,50000,50000,250000]
[0,"District Wide","Automatic Fire Curtain Closers @ High Schools",115000,{"$nulls":4},115000]
[0,"District Wide","Basketball Padding for High Schools",null,null,null,20000,null,20000]
["0000","District Wide","Basketball Padding for Middle School",10000,{"$nulls":4},10000]
[0,"District Wide","Battery Lights Installation",100000,100000,100000,100000,100000,500000]
[0,"District Wide","Bike Safety Program",10000,10000,10000,10000,10000,50000]
[0,"District Wide","Bleachers:  Emergency repairs ",50000,50000,50000,50000,50000,250000]
["0000","District Wide","Boiler Inspections",106000,109000,112000,115000,118000,560000]
["0000","District Wide","Emergency Drives",50000,15000,10000,50000,50000,175000]
["0000","District Wide","Emergency Fencing",50000,25000,10000,100000,100000,285000]
["0000","District Wide","Emergency Fire Alarms",80000,100000,100000,100000,100000,480000]
["0000","District Wide","Emergency Flooring",50000,25000,10000,100000,100000,285000]
["0000","District Wide","Emergency Funding",500000,500000,500000,500000,500000,2500000]
["0000","District Wide","Fire Alarm Inspections",212000,218000,226000,236000,246000,1138000]
["0000","District Wide","Fire Alarm Monitoring System",75000,75000,75000,75000,75000,375000]
["0000","District Wide","Fire Safety Abatement",35000,35000,35000,35000,35000,175000]
[0,"District Wide","HSS - Contingency",4000000,{"$nulls":4},4000000]
["0000","District Wide","Infra-HVAC:  Test and Balance (mold & mildew)",null,null,null,100000,57000,157000]
[0,"District Wide","Inspections (Fire)",20000,22000,24000,26000,28000,120000]
[0,"District Wide","Kitchen hood cleaning",62000,64000,66000,68000,70000,330000]
["0000","District Wide","Mold & Mildew Repairs",null,null,null,230000,130000,360000]
["0000","District Wide","Mold/Mildew Inspections",22824,22911,22878,23000,24000,115613]
[0,"District Wide","Playground Pavilions",100000,100000,100000,100000,100000,500000]
["0000","District Wide","Playground Repairs",105000,115000,125000,135000,145000,625000]
[0,"District Wide","Portable Skirting",50000,50000,50000,50000,50000,250000]
["0000","District Wide","Radon",13820,92000,14500,93000,15200,228520]
[0,"District Wide","Replace Unsafe Picnic Tables/Furniture",100000,100000,100000,100000,100000,500000]
[0,"District Wide","Security/Safety/Emergency Lighting",50000,50000,50000,50000,50000,250000]
[0,"District Wide","Vision Windows in Doors",25000,25000,25000,25000,25000,125000]
["3221","Drew Elementary","Electrical/Fire Safety Violations",1985,2084,2188,2407,2648,11312]
["3221","Drew Elementary","Flooring:  Installation of Tile",null,72000,null,null,null,72000]
["0301","Drew Resource Center","Electrical/Fire Safety Violations",4630,4862,5105,5616,6178,26391]
["0721","Driftwood Elementary","Electrical/Fire Safety Violations",4520,4746,4984,5483,6032,25765]
["0721","Driftwood Elementary","Fencing:  Replace Fence.",61200,{"$nulls":4},61200]
[721,"Driftwood Elementary","Fire Alarm Replacement",null,120000,null,null,null,120000]
["0861","Driftwood Middle","Electrical/Fire Safety Violations",9261,9724,10210,11231,12355,52781]
["0861","Driftwood Middle","Fencing:  Replace Fence.",37700,{"$nulls":4},37700]
["3461","Eagle Point Elementary","Bus/Parent Drives",125000,{"$nulls":4},125000]
["3461","Eagle Point Elementary","Electrical/Fire Safety Violations",3528,3704,3890,4279,4707,20108]
["3441","Eagle Ridge Elementary","Electrical/Fire Safety Violations",3748,3936,4133,4547,5002,21366]
["3441","Eagle Ridge Elementary","Install Exhaust Fans",null,5000,null,null,null,5000]
["0361","Ely High","Electrical/Fire Safety Violations",30264,31777,33366,36703,40374,172484]
["3191","Embassy Creek Elementary","Electrical/Fire Safety Violations",4190,4399,4619,5081,5590,23879]
[2942,"Everglades Elementary B-6","Electric/Fire Safety Violations",3850,4235,4659,5125,5638,23507]
["1641","Fairway Elementary","Electrical/Fire Safety Violations",6395,6714,7050,7755,8531,36445]
["1641","Fairway Elementary","Flooring:  Installation of Tile",null,67200,null,null,null,67200]
["2541","Flamingo Elementary","Electrical/Fire Safety Violations",4631,4862,5105,5616,6178,26392]
["2541","Flamingo Elementary","Fencing:  Replace Fencing",63000,{"$nulls":4},63000]
["2541","Flamingo Elementary","Infra-Electric:  Install New Generator",{"$nulls":4},120000,120000]
["2541","Flamingo Elementary","Repair/Replace Exhaust & Fresh Air Systems.",null,null,15000,null,null,15000]
["3391","Flanagan, Charles High","Electrical/Fire Safety Violations",6174,6483,6807,7488,8237,35189]
["0851","Floranada Elementary","Electrical/Fire Safety Violations",null,null,null,10362,11399,21761]
["0851","Floranada Elementary","Fencing: Replace Fence (perimeter of school)",49131,{"$nulls":4},49131]
["3051","Forest Glen Middle","Electrical/Fire Safety Violations",7442,7814,8205,9026,9929,42416]
[3051,"Forest Glen Middle","Fire Alarm Replacement",150000,{"$nulls":4},150000]
["3051","Forest Glen Middle","Flooring:  Installation of Tile",null,null,null,40000,null,40000]
["2631","Forest Hills Elementary","Electrical/Fire Safety Violations",8600,9029,9481,10430,11473,49013]
["2631","Forest Hills Elementary","Fencing:  Replace Fencing",null,63000,null,null,null,63000]
["0951","Fort Lauderdale High","Electrical/Fire Safety Violations",11576,12155,12763,14040,15444,65978]
["0951","Fort Lauderdale High","Flooring:  Installation of Tile",90000,null,null,25000,null,115000]
["0951","Fort Lauderdale High","Pool:  Replace Pool Lane Lines",null,2700,null,null,null,2700]
["0951","Fort Lauderdale High","Pool:  Update Chemical Flow Meter",null,3000,null,null,null,3000]
["0951","Fort Lauderdale High","Replace Bleachers/Gymnasium",null,null,80000,null,null,80000]
["0921","Foster Stephen Elementary","Electrical/Fire Safety Violations",9041,9493,9967,10964,12061,51526]
["0921","Foster Stephen Elementary","Fencing:  Replace Fence",{"$nulls":4},63000,63000]
["0921","Foster Stephen Elementary","Flooring:  Installation of Tile",{"$nulls":4},40000,40000]
["0921","Foster Stephen Elementary","Repair/Replace Exhaust Fans.",null,null,7000,null,null,7000]
[3531,"Fox Trail Elementary K-91","Electric/Fire Safety Violations",3850,4235,4659,5125,5638,23507]
[3642,"Gator Run Elementary C-6","Electric/Fire Safety Violations",3850,4235,4659,5125,5638,23507]
["2851","Griffin Elementary","Electrical/Fire Safety Violations",2756,2894,3039,3343,3678,15710]
["2851","Griffin Elementary","Fencing:  Replace fence",61200,{"$nulls":4},61200]
["2851","Griffin Elementary","Flooring:  Installation of Tile",67500,{"$nulls":4},67500]
["2851","Griffin Elementary","Infra-Electric:  Upgrade Generator",null,30000,null,null,null,30000]
["2851","Griffin Elementary","Repair/Replace exhaust fans",5000,null,10000,null,null,15000]
["0592","Hallandale Adult/Community","Bus Barricade",12000,{"$nulls":4},12000]
["0592","Hallandale Adult/Community","Electrical/Fire Safety Violations",6284,6598,6928,7621,8384,35815]
["0592","Hallandale Adult/Community","Fencing: Replace Fence (perimeter of school)",null,null,null,115103,null,115103]
["0131","Hallandale Elementary","Electrical/Fire Safety Violations",4300,4515,4740,5214,5736,24505]
["0131","Hallandale Elementary","Fencing:  Replace Fence",63000,{"$nulls":4},63000]
["0403","Hallandale High","Electrical/Fire Safety Violations",4575,4804,5044,5549,6104,26076]
["0403","Hallandale High","Repair/Replace Track",null,190000,null,null,null,190000]
[403,"Hallandale High","Replace Carpet with Tile-Classrooms",null,null,null,75000,null,75000]
["0491","Harbordale Elementary","Electrical/Fire Safety Violations",4190,4399,4619,5081,5590,23879]
["0491","Harbordale Elementary","Fencing:  Replace fence",31200,{"$nulls":4},31200]
["3131","Hawkes Bluff Elementary","Electrical/Fire Safety Violations",5733,6020,6321,6954,7650,32678]
["3131","Hawkes Bluff Elementary","Flooring:  Installation of Tile",null,null,null,17000,null,17000]
[3131,"Hawkes Bluff Elementary","Replace existing Edwards (5721B) fire alarm system whose 24dc hardwired power supply is no longer manufactured.",null,null,null,120000,null,120000]
["0121","Hollywood Central Elementary","Electrical/Fire Safety Violations",5513,5788,6078,6686,7355,31420]
[121,"Hollywood Central Elementary","Upgrade Fire Alarm Horns",{"$nulls":4},50000,50000]
["0111","Hollywood Hills Elementary","Electrical/Fire Safety Violations",4741,4978,5227,5750,6325,27021]
["0111","Hollywood Hills Elementary","Fencing:  Replace Fence",null,43000,null,null,null,43000]
["1661","Hollywood Hills High","Electrical/Fire Safety Violations",10694,11229,11790,12969,14266,60948]
["1661","Hollywood Hills High","Fencing:  Replace fence",null,129750,null,null,null,129750]
["1661","Hollywood Hills High","Flooring:  Installation of Tile",null,null,87360,null,null,87360]
["1661","Hollywood Hills High","Replace Weight Room",115000,{"$nulls":4},115000]
[1661,"Hollywood Hills High","Stage rigging & repair or replacement of the lighting system.",250000,{"$nulls":4},250000]
["1761","Hollywood Park Elementary","Electrical/Fire Safety Violations",2922,3068,3221,3544,3899,16654]
["1761","Hollywood Park Elementary","Fencing:  Replace Fence",null,63000,null,null,null,63000]
["2531","Horizon Elementary","Electrical/Fire Safety Violations",16593,17422,18293,20123,22136,94567]
["2531","Horizon Elementary","Flooring:  Installation of Tile",null,null,null,75000,null,75000]
[671,"Hortt Administration ","Electric/Fire Safety Violations",7040,7744,8519,9371,10309,42983]
["1971","Hunt James S Elementary","Electrical/Fire Safety Violations",7966,8364,8782,9661,10628,45401]
["1971","Hunt James S Elementary","Flooring:  Installation of Tile",null,null,null,35000,null,35000]
["3471","Indian Ridge Middle","Electrical/Fire Safety Violations",5127,5383,5652,6218,6840,29220]
["3181","Indian Trace Elementary","Electrical/Fire Safety Violations",3335,3502,3677,4045,4450,19009]
["3181","Indian Trace Elementary","Flooring:  Installation of Tile",42000,{"$nulls":4},42000]
[3280,"Kathleen C. Wright Building","Electric/Fire Safety Violations",7040,7744,8519,9371,10309,42983]
["1611","King Martin Luther Elementary","Electrical/Fire Safety Violations",4079,4283,4497,4947,5442,23248]
["1611","King Martin Luther Elementary","Flooring:  Installation of Tile",null,null,null,50000,null,50000]
["1611","King Martin Luther Elementary","Replace Exhaust Fans & Modify Duct System",5000,6000,6000,null,null,17000]
["0831","Lake Forest Elementary","Electrical/Fire Safety Violations",3859,4052,4254,4680,5148,21993]
[3591,"Lakeside Elementary G-6","Electric/Fire Safety Violations",3850,4235,4659,5125,5638,23507]
["0621","Larkdale Elementary","Electrical/Fire Safety Violations",4190,4399,4619,5081,5590,23879]
["0621","Larkdale Elementary","Fencing:  Replace Fence",null,63000,null,null,null,63000]
["0621","Larkdale Elementary","Flooring:  Installation of Tile",40000,null,null,null,25000,65000]
[621,"Larkdale Elementary","Replace Carpet with Tile-Entire School",null,null,null,75000,null,75000]
["0621","Larkdale Elementary","Replace Exhaust Fans & Modify Duct System",null,4800,10000,null,null,14800]
["1701","Lauderdale Lakes Middle","Electrical/Fire Safety Violations",11025,11576,12155,13371,14709,62836]
["1701","Lauderdale Lakes Middle","Flooring:  Installation of Tile",null,null,null,75000,null,75000]
["0431","Lauderdale Manors Elementary","Electrical/Fire Safety Violations",6064,6367,6685,7354,8090,34560]
["0431","Lauderdale Manors Elementary","Flooring:  Installation of Tile",null,null,null,48000,null,48000]
["1391","Lauderhill Middle","Electrical/Fire Safety Violations",24586,25815,27106,29817,32799,140123]
["1391","Lauderhill Middle","Fencing:  Replace Fence",null,null,117200,null,null,117200]
["1391","Lauderhill Middle","Flooring:  Installation of Tile",null,null,null,70000,null,70000]
["1381","Lauderhill P T Elementary","Electrical/Fire Safety Violations",5292,5557,5834,6418,7060,30161]
["1091","Lloyd Estates Elementary","Electrical/Fire Safety Violations",4134,4341,4558,5014,5516,23563]
["1091","Lloyd Estates Elementary","Replace Stove Hoods & Ventilation Repairs",null,null,10000,null,null,10000]
[3231,"Lockhart Stadium-Leased","Electric/Fire Safety Violations",3685,4054,4460,4906,5397,22502]
[9604,"Maintenance","Infra-HVAC:  Test and Balance (mold & mildew)",{"$nulls":4},50000,50000]
["2741","Maplewood Elementary","Electrical/Fire Safety Violations",7387,7756,8144,8959,9855,42101]
["2741","Maplewood Elementary","Flooring:  Installation of Tile",null,null,40000,null,null,40000]
["2741","Maplewood Elementary","Repair/Replace Exhaust Fans",5000,null,10000,null,null,15000]
["1161","Margate Elementary","Electrical/Fire Safety Violations",5595,5875,6169,6786,7465,31890]
["1161","Margate Elementary","Fencing:  Replace Fence",null,63000,null,null,null,63000]
["0581","Margate Middle","Electrical/Fire Safety Violations",5513,5788,6078,6686,7355,31420]
["0581","Margate Middle","Fencing:  Replace Fence",null,117200,null,null,null,117200]
["0581","Margate Middle","Replace Exhaust Fans & Modify Duct System",null,8000,null,null,null,8000]
["1671","Markham, Robert Elementary","Electrical/Fire Safety Violations",4410,4631,4862,5349,5884,25136]
["3291","Marshall, Thurgood Elementary","Electrical/Fire Safety Violations",2977,3126,3282,3611,3973,16969]
["0241","McArthur High","Bleachers / Baseball Field",9000,{"$nulls":4},9000]
["0241","McArthur High","Bleachers / Pool Area",null,12000,null,null,null,12000]
["0241","McArthur High","Bleachers / Track Field",null,25000,null,null,null,25000]
["0241","McArthur High","Bleachers:  Repair/replace baseball bleachers",null,null,15000,15000,null,30000]
["0241","McArthur High","Bleachers:  Repair/replace pool bleachers",null,null,25000,25000,null,50000]
["0241","McArthur High","Electrical/Fire Safety Violations",10143,10650,11183,12302,13533,57811]
["0241","McArthur High","Exterior Lighting",null,null,33000,33000,null,66000]
["0241","McArthur High","Pool:  Renovate / Remarcite / Electrical / Plumbing",null,null,75000,null,null,75000]
["0241","McArthur High","Pool:  Replace Pool Lane Lines",null,null,2700,null,null,2700]
["0241","McArthur High","Pool:  Update Computer Chemical Flow Meter",null,null,3000,null,null,3000]
["1291","McFatter Voc-Tech Center","Electrical/Fire Safety Violations",6064,6367,6685,7354,8090,34560]
["1291","McFatter Voc-Tech Center","Fencing:  Replace Fence",null,117200,null,null,null,117200]
["1291","McFatter Voc-Tech Center","Replace Exhaust Fans",null,12000,null,null,null,12000]
["0841","McNab Elementary","Electrical/Fire Safety Violations",1544,1621,1702,1873,2061,8801]
["0841","McNab Elementary","Fencing:  Replace Fence",61200,{"$nulls":4},61200]
["0481","McNicol Middle","Electrical/Fire Safety Violations",2811,2952,3100,3410,3751,16024]
["0761","Meadowbrook Elementary","Electrical/Fire Safety Violations",5182,5441,5713,6285,6914,29535]
["0761","Meadowbrook Elementary","Fencing:  Replace fence",42400,{"$nulls":4},42400]
["0531","Miramar Elementary","Electrical/Fire Safety Violations",3583,3762,3950,4345,4780,20420]
[531,"Miramar Elementary","Upgrade Fire Alarm Horns",{"$nulls":4},50000,50000]
["1751","Miramar High","Electrical/Fire Safety Violations",7938,8335,8752,9628,10591,45244]
["1751","Miramar High","Fencing:  Replace fence",null,129750,null,null,null,129750]
["1751","Miramar High","Infra-Electric:  Upgrade Emergency Generator",65000,{"$nulls":4},65000]
["1751","Miramar High","Replace Exhaust fans",null,5000,4500,null,null,9500]
["1841","Mirror Lake Elementary","Electrical/Fire Safety Violations",10529,11055,11608,12769,14046,60007]
["1841","Mirror Lake Elementary","Flooring:  Installation of Tile",null,50000,null,null,20000,70000]
[1841,"Mirror Lake Elementary","Replace Carpet with Tile-Entire School",null,85000,null,null,null,85000]
["2691","Morrow Elementary","Electrical/Fire Safety Violations",2701,2836,2978,3276,3604,15395]
["2691","Morrow Elementary","Fencing: Replace Fence (perimeter of school)",{"$nulls":4},56496,56496]
["2691","Morrow Elementary","Flooring:  Installation of Tile",null,null,null,17267,50233,67500]
["2691","Morrow Elementary","Repair/Replace Exhaust Fans.",5000,null,10000,null,null,15000]
[2691,"Morrow Elementary","Replace Carpet with Tile-Entire School",null,85000,null,null,null,85000]
[2141,"Multicultural Foreign Language","Electric/Fire Safety Violations",11715,12887,14176,15594,17154,71526]
["0881","New River Middle","Electrical/Fire Safety Violations",2756,2894,3039,3343,3678,15710]
["2671","Nob Hill Elementary","Electrical/Fire Safety Violations",7387,7756,8144,8959,9855,42101]
["2671","Nob Hill Elementary","Flooring:  Installation of Tile",null,45000,null,null,30000,75000]
["0561","Norcrest Elementary","Electrical/Fire Safety Violations",5513,5788,6078,6686,7355,31420]
["0561","Norcrest Elementary","Fencing:  Replace fence",null,63000,null,null,null,63000]
["0521","North Andrews Gardens Elementary","Bus/Parent Drive",null,null,null,100000,null,100000]
["0521","North Andrews Gardens Elementary","Electrical/Fire Safety Violations",6119,6425,6746,7421,8164,34875]
[1553,"North Area Bus Complex","Electric/Fire Safety Violations",880,968,1065,1172,1290,5375]
[3601,"North Area Maintenance","Electric/Fire Safety Violations",2145,2360,2596,2856,3142,13099]
[2780,"North Bus Parking Satellite","Electric/Fire Safety Violations",3905,4296,4726,5199,5719,23845]
["1191","North Fork Elementary","Electrical/Fire Safety Violations",9482,9956,10453,11499,12649,54039]
["1191","North Fork Elementary","Fencing:  Replace fence",22300,{"$nulls":4},22300]
["1191","North Fork Elementary","Flooring:  Installation of Tile",{"$nulls":4},25000,25000]
["2231","North Lauderdale Elementary","Electrical/Fire Safety Violations",4079,4283,4497,4947,5442,23248]
["2231","North Lauderdale Elementary","Fencing:  Replace fence",null,59400,null,null,null,59400]
["0041","North Side Elementary","Electrical/Fire Safety Violations",5237,5499,5774,6352,6988,29850]
["0041","North Side Elementary","Fencing:  Replace fence",null,63000,null,null,null,63000]
["0041","North Side Elementary","Flooring:  Installation of Tile",{"$nulls":4},30000,30000]
["0041","North Side Elementary","New Exhaust & Duct Repairs",null,8000,null,null,null,8000]
["1241","Northeast High","Bleachers:  Repair/replace soccer bleachers",{"$nulls":4},15000,15000]
["1241","Northeast High","Bleachers:  Repair/replace track bleachers",{"$nulls":4},25000,25000]
["1241","Northeast High","Electrical/Fire Safety Violations",7662,8045,8448,9293,10223,43671]
["1241","Northeast High","Fencing:  Replace fence",98500,{"$nulls":4},98500]
["1241","Northeast High","Pools:  Renovations / Remarcite / Electrical / Plumbing",75000,{"$nulls":4},75000]
["1241","Northeast High","Pools:  Replace Pool Lane Lines",2700,{"$nulls":4},2700]
["1241","Northeast High","Pools:  Update Chemical Flow Meter",3000,{"$nulls":4},3000]
["1241","Northeast High","Replace exhaust and supply fans",null,5000,null,null,null,5000]
["1271","Nova Eisenhower Elementary","Electrical/Fire Safety Violations",3308,3473,3647,4012,4414,18854]
["1282","Nova Forman Elementary","Electrical/Fire Safety Violations",2977,3126,3282,3611,3973,16969]
["1281","Nova High","Electrical/Fire Safety Violations",8600,9029,9481,10430,11473,49013]
["1281","Nova High","Fencing:  Replace fence",120700,120700,120800,null,null,362200]
["1281","Nova High","Pools:  Renovations / Remarcite / Electrical / Plumbing",null,null,75000,null,null,75000]
["1281","Nova High","Pools:  Replace Pool Heater",null,15000,null,null,null,15000]
["1281","Nova High","Pools:  Replace Pool Lane Lines",null,null,2700,null,null,2700]
["1281","Nova High","Pools:  Update Computer Chemical Flow Meter",null,null,3000,null,null,3000]
["1281","Nova High","Replace Football Bleachers",null,9000,null,null,null,9000]
["1311","Nova Middle","Electrical/Fire Safety Violations",5072,5325,5591,6151,6767,28906]
["0031","Oakland Park Elementary","Electrical/Fire Safety Violations",5843,6135,6442,7087,7796,33303]
["0031","Oakland Park Elementary","Fencing:  Replace fence",53600,{"$nulls":4},53600]
["0031","Oakland Park Elementary","Repair/Replace Ventilation System",5000,null,8000,null,null,13000]
["0461","Oakridge Elementary","Electrical/Fire Safety Violations",2756,2894,3039,3343,3678,15710]
["0471","Olsen Middle","Electrical/Fire Safety Violations",2591,2720,2856,3142,3457,14766]
[471,"Olsen Middle","Fire Alarm Replacement",195000,{"$nulls":4},195000]
["0472","Olsen Middle Annex-SFS","Electrical/Fire Safety Violations",1323,1389,1459,1605,1766,7542]
["0711","Orange Brook Elementary","Electrical/Fire Safety Violations",4741,4978,5227,5750,6325,27021]
["1831","Oriole Elementary","Electrical/Fire Safety Violations",8434,8856,9299,10229,11252,48070]
["3311","Palm Cove Elementary","Bus/Parent Drive",150000,{"$nulls":4},150000]
["3311","Palm Cove Elementary","Electrical/Fire Safety Violations",3859,4052,4254,4680,5148,21993]
[3311,"Palm Cove Elementary","Upgrade Fire Alarm Horns",{"$nulls":4},50000,50000]
["1131","Palmview Elementary","Electrical/Fire Safety Violations",4741,4978,5227,5750,6325,27021]
["1131","Palmview Elementary","Fencing: Replace Fence (perimeter of school)",{"$nulls":4},94104,94104]
[3571,"Panther Run Elementary","Electric/Fire Safety Violations",3850,4235,4659,5125,5638,23507]
["1951","Park Ridge Elementary","Electrical/Fire Safety Violations",6064,6367,6685,7354,8090,34560]
["1951","Park Ridge Elementary","Fencing:  Replace Fence",null,null,64900,null,null,64900]
["3171","Park Springs Elementary","Electrical/Fire Safety Violations",1544,1621,1702,1873,2061,8801]
["3171","Park Springs Elementary","Flooring:  Installation of Tile",null,null,40000,null,null,40000]
["0701","Parkway Middle","Electrical/Fire Safety Violations",10198,10708,11243,12368,13605,58122]
["0701","Parkway Middle","Fencing:  Replace Fence",null,117200,null,null,null,117200]
["0701","Parkway Middle","Flooring:  Installation of Tile",{"$nulls":4},45000,45000]
["0701","Parkway Middle","Repair/Replace Exhaust Fans",null,5000,null,null,null,5000]
["2071","Pasadena Lakes Elementary","Electrical/Fire Safety Violations",4520,4746,4984,5483,6032,25765]
["2071","Pasadena Lakes Elementary","Fencing:  Replace Fence",61200,{"$nulls":4},61200]
["2071","Pasadena Lakes Elementary","Flooring:  Installation of Tile",null,null,69888,null,null,69888]
["2071","Pasadena Lakes Elementary","Infra:Electric:  Upgrade Intercom & Master Clock",50000,{"$nulls":4},50000]
[2071,"Pasadena Lakes Elementary","Replace Carpet with Tile-Entire School",null,null,null,85000,null,85000]
["2071","Pasadena Lakes Elementary","Replace Exhaust Fans/Ventilation Repair",5000,null,5000,null,null,10000]
["2661","Pembroke Lakes Elementary","Electrical/Fire Safety Violations",7883,8277,8691,9561,10518,44930]
["2661","Pembroke Lakes Elementary","Fencing:  Replace Fence",61200,{"$nulls":4},61200]
["2661","Pembroke Lakes Elementary","Flooring:  Installation of Tile",51000,{"$nulls":4},51000]
["2661","Pembroke Lakes Elementary","Repair/Replace Exhaust Fans and Drain Pan",5000,null,10000,null,null,15000]
[2661,"Pembroke Lakes Elementary","Replace Carpet with Tile-Entire School",null,null,null,85000,null,85000]
["1221","Pembroke Pines Elementary","Electrical/Fire Safety Violations",6891,7235,7597,8357,9193,39273]
["1221","Pembroke Pines Elementary","Fencing:  Replace Fence",61200,{"$nulls":4},61200]
[1221,"Pembroke Pines Elementary","Replace Carpet with Tile-Entire School",null,null,null,85000,null,85000]
["1631","Perry Annabel Elementary","Electrical/Fire Safety Violations",8600,9029,9481,10430,11473,49013]
["1631","Perry Annabel Elementary","Fencing:  Replace Fence",63000,{"$nulls":4},63000]
["1631","Perry Annabel Elementary","Flooring:  Installation of Tile",null,null,69888,null,null,69888]
["1011","Perry Henry D Middle","Electrical/Fire Safety Violations",7166,7525,7901,8692,9562,40846]
["1011","Perry Henry D Middle","Flooring:  Installation of Tile",null,null,75712,null,null,75712]
[1631,"Perry, Annabel Elementary","Replace Carpet with Tile-Entire School",null,null,null,85000,null,85000]
[1011,"Perry, Henry D. Middle","Fire Alarm Replacement",null,195000,null,null,null,195000]
["0931","Peters Elementary","Electrical/Fire Safety Violations",5292,5557,5834,6418,7060,30161]
["0931","Peters Elementary","Fencing:  Replace Fence",61200,{"$nulls":4},61200]
["0931","Peters Elementary","Flooring:  Installation of Tile",null,15000,null,null,55000,70000]
["0931","Peters Elementary","Replace A/C ducts, exhaust fans & repair ventilation",null,4000,4000,null,null,8000]
["0653","Pine Ridge Alternative","Bus Barricade",12000,{"$nulls":4},12000]
["0653","Pine Ridge Alternative","Electrical/Fire Safety Violations",4190,4399,4619,5081,5590,23879]
["0653","Pine Ridge Alternative","Fencing:  Replace Fence",null,null,64900,null,null,64900]
["0653","Pine Ridge Alternative","Flooring:  Installation of Tile",null,null,null,40000,null,40000]
[653,"Pine Ridge Alternative Center","Fire Alarm & Intercom Replacement",null,null,180000,null,null,180000]
[2861,"Pines Lakes Elementary","Drainage Replacement",100000,{"$nulls":4},100000]
["2861","Pines Lakes Elementary","Electrical/Fire Safety Violations",7332,7698,8083,8892,9782,41787]
["2861","Pines Lakes Elementary","Fencing:  Replace Fence",61200,{"$nulls":4},61200]
["2861","Pines Lakes Elementary","Flooring:  Installation of Tile",null,null,null,100000,null,100000]
["2861","Pines Lakes Elementary","Infra-Electric:  Replace Generator",30000,{"$nulls":4},30000]
[2861,"Pines Lakes Elementary","Replace Carpet with Tile-Entire School",null,null,null,85000,null,85000]
["2861","Pines Lakes Elementary","Replace Exhaust Fans",5000,null,10000,null,null,15000]
["1881","Pines Middle","Electrical/Fire Safety Violations",11576,12155,12763,14040,15444,65978]
["1881","Pines Middle","Fencing:  Replace Fence",null,null,null,55700,65000,120700]
["1881","Pines Middle","Flooring:  Installation of Tile",null,null,75712,null,null,75712]
["1881","Pines Middle","Replace Exhaust Fans",5000,4000,null,null,null,9000]
["2811","Pinewood Elementary","Electrical/Fire Safety Violations",5623,5904,6199,6819,7501,32046]
["2811","Pinewood Elementary","Fencing: Replace Fence (perimeter of school)",{"$nulls":4},104280,104280]
["2811","Pinewood Elementary","Install Exhaust Fans",5000,null,10000,null,null,15000]
["2571","Pioneer Middle","Electrical/Fire Safety Violations",6891,7235,7597,8357,9193,39273]
[1901,"Piper High","Bus Drive Installation & Parking Space",500000,{"$nulls":4},500000]
["1901","Piper High","Electrical/Fire Safety Violations",6284,6598,6928,7621,8384,35815]
["1901","Piper High","Flooring:  Installation of Tile",null,null,null,45000,null,45000]
["1901","Piper High","Replace Weight Room",null,75000,null,null,null,75000]
["0941","Plantation Elementary","Electrical/Fire Safety Violations",7332,7698,8083,8892,9782,41787]
["0941","Plantation Elementary","Flooring:  Installation of Tile",{"$nulls":4},75000,75000]
["1451","Plantation High","Bleachers:  Repair/replace tennis bleachers",null,null,null,25000,null,25000]
["1451","Plantation High","Electrical/Fire Safety Violations",9812,10303,10818,11900,13090,55923]
["1451","Plantation High","Fencing:  Replace Fence",{"$nulls":4},126000,126000]
["1451","Plantation High","Repair/Replace Bleachers/Baseball Field",30000,{"$nulls":4},30000]
["0551","Plantation Middle","Electrical/Fire Safety Violations",9702,10187,10696,11766,12943,55294]
["0551","Plantation Middle","Fencing:  Replace Fence",null,null,120700,null,null,120700]
["0551","Plantation Middle","Replace Carpet with Tile Entire School",175000,{"$nulls":4},175000]
["0551","Plantation Middle","Repair/Replace Exhaust Fans",null,5500,5000,null,null,10500]
["1251","Plantation Park Elementary","Electrical/Fire Safety Violations",2977,3126,3282,3611,3973,16969]
["1251","Plantation Park Elementary","Fencing:  Replace Fence",null,null,64900,null,null,64900]
["1251","Plantation Park Elementary","Flooring:  Installation of Tile",null,null,null,30000,null,30000]
["0751","Pompano Beach Elementary","Electrical/Fire Safety Violations",4190,4399,4619,5081,5590,23879]
["0021","Pompano Beach Middle","Electrical/Fire Safety Violations",9041,9493,9967,10964,12061,51526]
["0021","Pompano Beach Middle","Fencing:  Replace Fence",null,null,120700,null,null,120700]
[21,"Pompano Beach Middle","Fire Alarm Replacement",null,null,150000,null,null,150000]
["0021","Pompano Beach Middle","Flooring:  Installation of Tile",null,null,72800,null,null,72800]
["0021","Pompano Beach Middle","Replace Exhaust Fans",null,5000,null,null,null,5000]
["0021","Pompano Beach Middle","Replace Gymnasium Bleachers",15000,{"$nulls":4},15000]
[185,"Pompano International Studies","Bleachers:  Repair/replace gym bleachers",null,null,null,80000,null,80000]
[185,"Pompano International Studies","Electrical/Fire Safety Violations",20396,21416,22487,24736,27210,116245]
[185,"Pompano International Studies","Fencing:  Replace Fence - Multi Purpose",122500,{"$nulls":4},122500]
[185,"Pompano International Studies","Replace Weight Room",{"$nulls":4},75000,75000]
["3121","Quiet Waters Elementary","Electrical/Fire Safety Violations",3473,3647,3829,4212,4634,19795]
[3121,"Quiet Waters Elementary","Fire Alarm Replacement",null,null,null,120000,null,120000]
["3121","Quiet Waters Elementary","Flooring:  Installation of Tile",null,38000,null,null,null,38000]
["2721","Ramblewood Elementary","Electrical/Fire Safety Violations",3638,3820,4011,4413,4855,20737]
["2721","Ramblewood Elementary","Fencing:  Replace Fence",null,null,64900,null,null,64900]
["2721","Ramblewood Elementary","Infra-Electra:  Upgrade Generator",30000,{"$nulls":4},30000]
["2721","Ramblewood Elementary","Install Exhaust Fans",5000,null,10000,null,null,15000]
["2711","Ramblewood Middle","Electrical/Fire Safety Violations",3859,4052,4254,4680,5148,21993]
["2711","Ramblewood Middle","Flooring:  Installation of Tile",67000,{"$nulls":4},67000]
["2711","Ramblewood Middle","Repair/Replace Ventilation System",6000,null,8000,null,null,14000]
["2121","Rickards Middle","Electrical/Fire Safety Violations",6615,6946,7293,8023,8826,37703]
["2891","Riverglades Elementary","Electrical/Fire Safety Violations",3528,3704,3890,4279,4707,20108]
["0151","Riverland Elementary","Electrical/Fire Safety Violations",3087,3241,3403,3744,4119,17594]
["0151","Riverland Elementary","Flooring:  Installation of Tile",25000,null,null,null,40000,65000]
[151,"Riverland Elementary","Upgrade Fire Alarm Horns",{"$nulls":4},50000,50000]
["3031","Riverside Elementary","Electrical/Fire Safety Violations",2756,2894,3039,3343,3678,15710]
[681,"Rock Island Elementary","Drainage Replacement",70000,{"$nulls":4},70000]
["0681","Rock Island Elementary","Electrical/Fire Safety Violations",7221,7582,7962,8759,9635,41159]
["0681","Rock Island Elementary","Fencing:  Replace Fence",null,63000,null,null,null,63000]
["0681","Rock Island Elementary","Flooring:  Installation of Tile",67500,{"$nulls":4},67500]
["1851","Royal Palm Elementary","Electrical/Fire Safety Violations",4134,4341,4558,5014,5516,23563]
["1851","Royal Palm Elementary","Fencing:  Replace Fence",null,null,64900,null,null,64900]
["1851","Royal Palm Elementary","Flooring:  Installation of Tile",null,null,null,50000,null,50000]
["1851","Royal Palm Elementary","Repair/Replace Ventilation System",6300,5000,10000,null,null,21300]
[1851,"Royal Palm Elementary","Replace Carpet with Tile-Building #2",null,25000,null,null,null,25000]
[9001,"Sailboat Bend Complex","Electric/Fire Safety Violations",15015,16517,18169,19986,21985,91672]
["0891","Sanders Park Elementary","Electrical/Fire Safety Violations",4686,4920,5166,5683,6252,26707]
["0891","Sanders Park Elementary","Fencing:  Replace Fence",63000,{"$nulls":4},63000]
[891,"Sanders Park Elementary","Irrigation Installation",105000,{"$nulls":4},105000]
[891,"Sanders Park Elementary","Parking Lot Resurface",null,25000,null,null,null,25000]
[891,"Sanders Park Elementary","Playcourt Resurface",15000,{"$nulls":4},15000]
["3061","Sandpiper Elementary","Electrical/Fire Safety Violations",4355,4573,4801,5282,5811,24822]
["3061","Sandpiper Elementary","Flooring:  Installation of Tile",null,40000,null,null,30000,70000]
["3401","Sawgrass Elementary","Electrical/Fire Safety Violations",2922,3068,3221,3544,3899,16654]
["3401","Sawgrass Elementary","Flooring:  Installation of Tile",{"$nulls":4},60000,60000]
["3431","Sawgrass Springs Middle","Electrical/Fire Safety Violations",5788,6078,6381,7020,7722,32989]
[3431,"Sawgrass Springs Middle","Fire Alarm Replacement",195000,{"$nulls":4},195000]
["2871","Sea Castle Elementary","Electrical/Fire Safety Violations",3528,3704,3890,4279,4707,20108]
["0601","Seagull School","Electrical/Fire Safety Violations",6284,6598,6928,7621,8384,35815]
[601,"Seagull School","Fire Alarm & Intercom Replacement",null,null,163000,null,null,163000]
["0601","Seagull School","Flooring:  Installation of Tile",null,null,75712,null,null,75712]
["1891","Seminole Middle","Electrical/Fire Safety Violations",7387,7756,8144,8959,9855,42101]
["1891","Seminole Middle","Fencing:  Replace Fence",null,117200,null,null,null,117200]
["1891","Seminole Middle","Flooring:  Installation of Tile",null,null,100000,null,null,100000]
["1811","Sheridan Hills Elementary","Electrical/Fire Safety Violations",4686,4920,5166,5683,6252,26707]
["1811","Sheridan Hills Elementary","Fencing:  Replace Fence",null,null,64900,null,null,64900]
["1321","Sheridan Park Elementary","Electrical/Fire Safety Violations",3142,3299,3464,3811,4193,17909]
["1321","Sheridan Park Elementary","Fencing:  Replace Fence",null,null,64900,null,null,64900]
["1321","Sheridan Park Elementary","Flooring:  Installation of Tile",null,null,69888,null,null,69888]
[1321,"Sheridan Park Elementary","Replace Carpet with Tile-Entire School",null,85000,null,null,null,85000]
["1051","Sheridan Vocational Center","Bus Barricade",12000,{"$nulls":4},12000]
["1051","Sheridan Vocational Center","Electrical/Fire Safety Violations",14057,14760,15498,17048,18753,80116]
["1051","Sheridan Vocational Center","Fencing:  Replace Fence",null,94640,null,null,null,94640]
["1051","Sheridan Vocational Center","Install Exhaust Fans & Ventilation System",15000,17500,20000,null,null,52500]
[3371,"Silver Lakes Elementary Q-91","Electric/Fire Safety Violations",3850,4235,4659,5125,5638,23507]
["2971","Silver Lakes Middle","Electrical/Fire Safety Violations",5733,6020,6321,6954,7650,32678]
["2971","Silver Lakes Middle","Fencing:  Replace Fence",null,null,120700,null,null,120700]
["2971","Silver Lakes Middle","Flooring:  Installation of Tile",{"$nulls":4},40000,40000]
["3491","Silver Palms Elementary","Electrical/Fire Safety Violations",4355,4573,4801,5282,5811,24822]
["3081","Silver Ridge Elementary","Electrical/Fire Safety Violations",4079,4283,4497,4947,5442,23248]
["3331","Silver Trail Middle","Electrical/Fire Safety Violations",5678,5962,6260,6886,7575,32361]
["0405","South Area Alternative Center","Bus Barricade",12000,{"$nulls":4},12000]
["0405","South Area Alternative Center","Electrical/Fire Safety Violations",4851,5094,5348,5883,6472,27648]
["0405","South Area Alternative Center","Fencing:  Replace Fence",null,null,120700,null,null,120700]
[2791,"South Area Bus Complex","Electric/Fire Safety Violations",825,908,999,1099,1209,5040]
[3261,"South Area Maintenance","Electric/Fire Safety Violations",253,279,307,338,372,1549]
["0171","South Broward High","Bleachers:  Repair/replace baseball bleachers",null,null,null,15000,null,15000]
["0171","South Broward High","Bleachers:  Repair/replace softball bleachers",null,null,null,15000,null,15000]
["0171","South Broward High","Electrical/Fire Safety Violations",16482,17306,18172,19990,21989,93939]
["0171","South Broward High","Fencing:  Replace Fence",null,115000,null,null,null,115000]
["0171","South Broward High","Pool:  Renovate / Remarcite / Electrical / Plumbing",null,75000,null,null,null,75000]
["0171","South Broward High","Pool:  Replace Lane Lines",null,2700,null,null,null,2700]
["0171","South Broward High","Pool:  Replace Pool Heater",15000,{"$nulls":4},15000]
["0171","South Broward High","Pool:  Update Computer Chemical Flow Meter",null,3000,null,null,null,3000]
["2351","South Plantation High","Bleachers:  Repair/replace baseball bleachers",null,null,null,20000,null,20000]
["2351","South Plantation High","Electrical/Fire Safety Violations",8159,8566,8995,9895,10885,46500]
["2351","South Plantation High","Fencing:  Replace Fence",126000,{"$nulls":4},126000]
["2351","South Plantation High","Flooring:  Installation of Tile",null,null,87360,null,null,87360]
["2351","South Plantation High","Infra-Electric:  Upgrade Generator",null,50000,null,null,null,50000]
["2351","South Plantation High","Install Bleachers in Basketball Courts ",null,18500,null,null,null,18500]
["2351","South Plantation High","Install Dust Collector",null,17500,null,null,null,17500]
[2351,"South Plantation High","Replace Carpet with Tile-Remainder of School",null,null,175000,null,null,175000]
["0691","Stirling Elementary","Electrical/Fire Safety Violations",3914,4110,4315,4747,5222,22308]
[691,"Stirling Elementary","Upgrade Fire Alarm Horns",{"$nulls":4},50000,50000]
["3011","Stoneman Douglas High","Electrical/Fire Safety Violations",9041,9493,9967,10964,12061,51526]
["3011","Stoneman Douglas High","Flooring:  Installation of Tile",{"$nulls":4},100000,100000]
["0211","Stranahan High","Electrical/Fire Safety Violations",20396,21416,22487,24736,27210,116245]
["0211","Stranahan High","Fencing:  Replace Fence",null,55650,null,null,null,55650]
["0211","Stranahan High","Flooring:  Installation of Tile",{"$nulls":4},75000,75000]
["0611","Sunland Park Elementary","Electrical/Fire Safety Violations",9426,9898,10393,11433,12577,53727]
["0251","Sunrise Middle","Electrical/Fire Safety Violations",4575,4804,5044,5549,6104,26076]
[251,"Sunrise Middle","Fire Alarm Replacement",null,195000,null,null,null,195000]
["0251","Sunrise Middle","Flooring:  Installation of Tile",null,null,null,40000,null,40000]
["0251","Sunrise Middle","Pools:  Renovations / Remarcite / Electrical / Plumbing",{"$nulls":4},75000,75000]
["0251","Sunrise Middle","Pools:  Replace Pool Lane Lines",{"$nulls":4},2700,2700]
["0251","Sunrise Middle","Pools:  Update Computer Chemical Flow Meter",{"$nulls":4},3000,3000]
["0251","Sunrise Middle","Repair/Replace Exhaust Fans.",null,5000,4000,null,null,9000]
["0422","Sunset School","Electrical/Fire Safety Violations",7166,7525,7901,8692,9562,40846]
["1171","Sunshine Elementary","Electrical/Fire Safety Violations",3859,4052,4254,4680,5148,21993]
["1171","Sunshine Elementary","Fencing:  Replace Fence",null,63000,null,null,null,63000]
["2621","Tamarac Elementary","Electrical/Fire Safety Violations",5733,6020,6321,6954,7650,32678]
["2621","Tamarac Elementary","Flooring:  Installation of Tile",null,67200,null,null,null,67200]
["2751","Taravella J P High","Electrical/Fire Safety Violations",9978,10477,11000,12100,13310,56865]
["2751","Taravella J P High","Fencing:  Replace Fence",null,null,null,49351,76649,126000]
[2751,"Taravella J P High","Fire Alarm Replacement",null,null,250000,null,null,250000]
["2751","Taravella J P High","Flooring:  Installation of Tile",100000,100000,null,null,null,200000]
["2751","Taravella J P High","Install Bleachers/Gymnasium",null,null,100000,null,null,100000]
["2751","Taravella J P High","Replace Exhaust Fans",null,5000,5000,null,null,10000]
[3561,"Technology & Support Services","Electric/Fire Safety Violations",4895,5385,5924,6517,7169,29890]
["0571","Tedder Elementary","Electrical/Fire Safety Violations",4686,4920,5166,5683,6252,26707]
["0571","Tedder Elementary","Fencing:  Replace Fence",61200,{"$nulls":4},61200]
["3151","Tequesta Trace Middle","Electrical/Fire Safety Violations",8324,8740,9177,10095,11105,47441]
["3151","Tequesta Trace Middle","Flooring:  Installation of Tile",null,72800,null,null,null,72800]
[3151,"Tequesta Trace Middle","Replace existing Edwards (5721B) fire alarm system whose 24dc hardwired power supply is no longer manufactured.",195000,{"$nulls":4},195000]
["1021","The Quest Center","Electrical/Fire Safety Violations",6064,6367,6685,7354,8090,34560]
["1021","The Quest Center","Fencing:  Replace Fence",61200,{"$nulls":4},61200]
[1612,"Title 1 (Special Programs Off Campus)","Electric/Fire Safety Violations",6160,6776,7454,8200,9020,37610]
["3481","Tradewinds Elementary","Electric/Fire Safety Violations",3693,3878,4072,4480,4928,21051]
["0731","Tropical Elementary","Electric/Fire Safety Violations",7662,8045,8448,9293,10223,43671]
["0731","Tropical Elementary","Fencing:  Replace Fence",null,63000,null,null,null,63000]
[3251,"Twin Lakes Annex","Electric/Fire Safety Violations",66,73,81,90,99,409]
["1621","Village Elementary","Electric/Fire Safety Violations",4961,5209,5470,6017,6619,28276]
["1621","Village Elementary","Fencing:  Replace Fence",61200,{"$nulls":4},61200]
["1621","Village Elementary","Flooring:  Installation of Tile",28000,{"$nulls":4},28000]
["0321","Walker Elementary","Electric/Fire Safety Violations",21003,22053,23155,25471,28019,119701]
["0321","Walker Elementary","Install Exhaust Fans.",5500,null,13000,null,null,18500]
[770,"Warehouse, Maintenance & Trans.","Electric/Fire Safety Violations",7095,7805,8586,9445,10390,43321]
["0511","Watkins Elementary","Electric/Fire Safety Violations",2867,3010,3160,3476,3824,16337]
["2881","Welleby Elementary","Electric/Fire Safety Violations",3859,4052,4254,4680,5148,21993]
["2881","Welleby Elementary","Flooring:  Installation of Tile",{"$nulls":4},70000,70000]
[3341,"West Central Bus Lot","Electric/Fire Safety Violations",110,121,134,148,163,676]
["0161","West Hollywood Elementary","Electric/Fire Safety Violations",3914,4110,4315,4747,5222,22308]
[161,"West Hollywood Elementary","Upgrade Fire Alarm Horns",{"$nulls":4},50000,50000]
["2681","Westchester Elementary","Electric/Fire Safety Violations",6450,6772,7111,7823,8606,36762]
["2681","Westchester Elementary","Flooring:  Installation of Tile",65000,{"$nulls":4},65000]
["2681","Westchester Elementary","Infra-Electric:  Upgrade Generator",null,null,30000,null,null,30000]
["2681","Westchester Elementary","Install Exhaust Fans.",5000,null,10000,null,null,15000]
["2831","Western High","Bleachers:  Repair/Replace Bleachers - Gymnasium",null,null,100000,null,null,100000]
["2831","Western High","Electric/Fire Safety Violations",10308,10824,11365,12502,13753,58752]
["2831","Western High","Fencing:  Replace Fence",null,null,129750,null,null,129750]
["2831","Western High","Replace Exhaust Fans",null,5000,5000,null,null,10000]
["2052","Westpine Middle","Electric/Fire Safety Violations",6284,6598,6928,7621,8384,35815]
[2052,"Westpine Middle","Fire Alarm Replacement",null,195000,null,null,null,195000]
["2052","Westpine Middle","Flooring:  Installation of Tile",null,null,38000,null,40000,78000]
["0631","Westwood Heights Elementary","Electric/Fire Safety Violations",8048,8451,8873,9761,10738,45871]
["0631","Westwood Heights Elementary","Flooring:  Installation of Tile",{"$nulls":4},50000,50000]
["0412","Whiddon-Rogers Annex","Electrical/Fire Safety Violation",6119,6425,6746,7421,8164,34875]
[412,"Whiddon-Rogers Annex","Fire Alarm Replacement",null,null,150000,null,null,150000]
["0452","Whiddon-Rogers Ed Center","Bus Barricade",12000,{"$nulls":4},12000]
["0452","Whiddon-Rogers Ed Center","Electric/Fire Safety Violations",9592,10071,10575,11633,12797,54668]
["0452","Whiddon-Rogers Ed Center","Fencing:  Replace Fence",null,41475,null,null,69000,110475]
["1752","Whispering Pines Ctr","Electric/Fire Safety Violations",3914,4110,4315,4747,5222,22308]
[1752,"Whispering Pines Ctr","Time Out Room Replacement",23000,{"$nulls":4},23000]
["0191","Wilton Manors Elementary","Electric/Fire Safety Violations",12017,12618,13249,14574,16032,68490]
["0991","Wingate Oaks Center","Bus Barricade",12000,{"$nulls":4},12000]
["0991","Wingate Oaks Center","Electric/Fire Safety Violations",3859,4052,4254,4680,5148,21993]
["0991","Wingate Oaks Center","Fencing:  Replace Fence",null,63000,null,null,null,63000]
["0991","Wingate Oaks Center","Flooring:  Installation of Tile",null,null,null,65000,null,65000]
["0991","Wingate Oaks Center","Pool: Renovate / Remarcite / Electrical / Plumbing",null,10000,null,null,null,10000]
["0991","Wingate Oaks Center","Pools: Upgrade Computer Chemical Flowmeter",null,3000,null,null,null,3000]
[991,"Wingate Oaks Center","Replace Carpet with Tile",50000,{"$nulls":4},50000]
["3091","Winston Park Elementary","Electric/Fire Safety Violations",7056,7409,7779,8557,9413,40214]
["3091","Winston Park Elementary","Flooring:  Installation of Tile",null,null,null,29000,11000,40000]
["3321","Young, Virginia S Elementary","Electric/Fire Safety Violations",3721,3907,4102,4513,4965,21208]
[3321,"Young, Virginia S. Elementary","Upgrade Fire Alarm Horns",{"$nulls":4},50000,50000]
["3001","Young, Walter C Middle","Electric/Fire Safety Violations",6339,6656,6989,7688,8457,36129]
[null,"District Maintenance",{"$nulls":6},0]
["1741","Anderson, Boyd H. High","Infra-HVAC:  20 Air Handler Units",null,500000,null,null,null,500000]
["1741","Anderson, Boyd H. High","Infra-Electric: Install New Lighting/Transient Voltage Surge Protection.",null,20000,null,null,null,20000]
["1741","Anderson, Boyd H. High","Infra-Electric:  Replace electrical service for baseball field.",{"$nulls":4},18250,18250]
["1741","Anderson, Boyd H. High","Infra-Plumbing: Install water softener",null,null,2500,null,null,2500]
["1741","Anderson, Boyd H. High","Infra-Plumbing:  Retube Boiler",null,null,17500,null,null,17500]
["1741","Anderson, Boyd H. High","Mechanical:  Provide proper drainage around courtyard area",{"$nulls":4},20000,20000]
["1791","Apollo Middle","Infra-Electric:  Upgrade Gym Lighting.",35000,{"$nulls":4},35000]
["1791","Apollo Middle","Infra-Site-Miscellaneous:  Resurface tracks/courts with asphalt",{"$nulls":4},91200,91200]
["1791","Apollo Middle","Athletic Fields: Renovate & automate irrigation system.",null,44125,null,null,null,44125]
["1791","Apollo Middle","Ventilation:  Repair/Replace Exhaust Fans.",5000,null,5000,null,null,10000]
["1791","Apollo Middle","Infra-Plumbing:: Replace Heat Exchanger",null,null,23760,null,null,23760]
["1791","Apollo Middle","Infra-Plumbing:  Replace 6\" backflow preventers on fire system.",{"$nulls":4},17665,17665]
["1791","Apollo Middle","Infra-Plumbing:  Replace hot water lines.",null,null,null,100000,null,100000]
[1791,"Apollo Middle","Painting:  Exterior painting of building",{"$nulls":4},80000,80000]
[2221,"Atlantic Technical Center","Mechanical:  Replace lift station and wet well.",null,null,null,18375,null,18375]
["2221","Atlantic Technical Center","Infra-HVAC: Replace All Air Handler Units.",330000,{"$nulls":4},330000]
["2221","Atlantic Technical Center","Infra-Electric: Replace Fluorescent Light Fixtures",null,13500,null,null,null,13500]
["2221","Atlantic Technical Center","Infra-Roofing: Reroof Buildings",175000,110000,null,null,null,285000]
["2511","Atlantic West Elementary","Infra-HVAC: Replace 7 Air Handler Units",null,null,115000,null,null,115000]
["2511","Atlantic West Elementary","Infra-Electric:  Install new lighting/transient voltage surge protection",{"$nulls":4},33000,33000]
["2511","Atlantic West Elementary","Infra-Plumbing:  Repipe 3\" galvanized water line.",{"$nulls":4},26085,26085]
["2511","Atlantic West Elementary","Infra-Plumbing:  Install somat pulper.",null,null,null,19100,null,19100]
["0343","Attucks Middle","Infra-HVAC:  Replace 19 Air Handler Units.",null,500000,null,null,null,500000]
["0343","Attucks Middle","Infra-HVAC:  Replace 2 Chillers.",191741,{"$nulls":4},191741]
["0343","Attucks Middle","Infra-Electric:  Upgrade Classroom and Hallway Lighting.",51883,{"$nulls":4},51883]
["0343","Attucks Middle","Infra-Site-Miscellaneous:  Resurface track/courts with asphalt",{"$nulls":4},84800,84800]
["0343","Attucks Middle","Infra-Site-Miscellaneous:  Renovate PE fields and automate irrigation system",{"$nulls":4},132800,132800]
["0343","Attucks Middle","Infra-Plumbing:  Replace 2\" backflow preventers on domestic water and install fences around units.",{"$nulls":4},15400,15400]
["0343","Attucks Middle","Infra-Plumbing:  Install backflow preventers.",{"$nulls":4},25600,25600]
["0343","Attucks Middle","Infra-Plumbing:  Replace boiler circulation pumps and tanks.",null,null,null,12800,null,12800]
["0343","Attucks Middle","Infra-Roofing: Reroof Buildings",null,190000,null,null,null,190000]
["2611","Bair Middle","Infra-HVAC:  Install Cooling Towers.",120000,{"$nulls":4},120000]
["2611","Bair Middle","Replace Dumpster Pad",null,16000,null,null,null,16000]
["2611","Bair Middle","Mechanical:  Replace floor drains in kitchen to grease trap then to main sewer.",null,null,null,30000,null,30000]
["2611","Bair Middle","Painting:  Exterior of Building (1992)",null,130000,null,null,null,130000]
["2611","Bair Middle","Infra-Roofing:  Reroof Buildings.",185000,{"$nulls":4},185000]
["2001","Banyan Elementary","Infra-HVAC:  7 Air Handler Units",null,115000,null,null,null,115000]
["2001","Banyan Elementary","P.E. Fields:  Renovate and Automate Irrigation System.",null,33015,null,null,null,33015]
["2001","Banyan Elementary","Painting:  Exterior of Building (1993)",null,null,50000,null,null,50000]
["9855","BECON/ITV","Infra-HVAC:  Replace chillers",null,null,null,60000,null,60000]
["0201","Bennett Elementary","Infra-HVAC:  Replace 3 Air Handler Units",125000,{"$nulls":4},125000]
["0201","Bennett Elementary","Infra-HVAC:  Replace 1 Chiller",null,75000,null,null,null,75000]
["0201","Bennett Elementary","Infra-HVAC:  20 Unit Ventilators",100000,{"$nulls":4},100000]
["0201","Bennett Elementary","Infra-Site-Miscellaneous:  Replace wood windows/floors in office & media wing.",{"$nulls":4},75000,75000]
["0201","Bennett Elementary","Infra-Site-Miscellaneous:  Replace stage floor.",{"$nulls":4},16000,16000]
["0201","Bennett Elementary","Infra-Plumbing:  Repipe Sanitary Lines in Kitchen Area",9184,{"$nulls":4},9184]
["0201","Bennett Elementary","Infra-Plumbing:  Repipe Domestic Water Lines",18000,{"$nulls":4},18000]
["0341","Bethune, Mary M. Elementary","Infra-Electric:  Upgrade panels and disconnects",null,null,null,48000,null,48000]
["0341","Bethune, Mary M. Elementary","Infra-Electric:  Upgrade classroom lighting.",null,null,null,80000,null,80000]
["0341","Bethune, Mary M. Elementary","Infra-Electric:  Install New Lighting/Transient Voltage Surge Protection.",null,null,null,20000,null,20000]
["0341","Bethune, Mary M. Elementary","Infra-Site-Miscellaneous:  Design/install an automated irrigation system for the PE field/ install sod",null,null,null,77000,null,77000]
["0341","Bethune, Mary M. Elementary","Infra-Site-Miscellaneous:  Repair metal loggias.",null,null,null,5000,null,5000]
["0341","Bethune, Mary M. Elementary","Infra-Site-Miscellaneous:  Regrade PE field/install irrigation system.",null,null,null,85000,null,85000]
["0341","Bethune, Mary M. Elementary","Infra-Site-Miscellaneous:  Remove/replace fence  on south side and west side and remove gate at dumpster/bike yard.",null,null,null,23000,null,23000]
["0341","Bethune, Mary M. Elementary","Infra-Site-Miscellaneous:  Install sidewalk to building # 9 and cafeteria.",null,null,null,8500,null,8500]
["0341","Bethune, Mary M. Elementary","Infra-Site-Miscellaneous:  Modify dumpster pad and enclose for portable cafeteria.",null,null,null,8300,null,8300]
["0341","Bethune, Mary M. Elementary","Infra-Site-Miscellaneous:  Raise level of existing dumpster pad.",null,null,null,5125,null,5125]
["0341","Bethune, Mary M. Elementary","Infra-Site-Miscellaneous:  Install dumpster pad & enclosure for recycle dumpster.",null,null,null,9225,null,9225]
["0341","Bethune, Mary M. Elementary","Infra-Site-Miscellaneous:  Install additional 450 sq for of concrete deck/replace wood deck.",null,null,null,3375,null,3375]
["0341","Bethune, Mary M. Elementary","Infra-Site-Miscellaneous:  Replace jalousie windows",null,null,null,40000,null,40000]
["0341","Bethune, Mary M. Elementary","Infra-Plumbing:  Install drainage system.",null,null,null,45000,null,45000]
["0341","Bethune, Mary M. Elementary","Infra-Plumbing:  Replace sanitary sewer lines and grease trap lids",null,null,null,86400,null,86400]
["0361","Blanche Ely High","Infra-HVAC:  Replace All Air Handler Units in Main Buildings and Wings",null,750000,null,null,null,750000]
["0361","Blanche Ely High","Infra-HVAC:  Replace 1 Chiller",null,100000,null,null,null,100000]
["0361","Blanche Ely High","Infra-Electric:  Install New Lighting/Transient Voltage Surge Protection.",20000,{"$nulls":4},20000]
["0361","Blanche Ely High","Infra-Roofing:  Reroof Buildings",null,null,450000,null,null,450000]
["0971","Boulevard Heights Elementary","Infra-Electric:  Upgrade Panels and Disconnects",null,15000,null,null,null,15000]
["0971","Boulevard Heights Elementary","Infra-Plumbing:  Replace Domestic Water Supply",null,85000,null,null,null,85000]
["0971","Boulevard Heights Elementary","Infra-Plumbing:  Replace Sanitary Sewer Lines",null,100000,null,null,null,100000]
["0871","Bright Horizons School","Infra-HVAC:  Replace 4 Air Handler Units and Temperature Controls.",130000,{"$nulls":4},130000]
["0871","Bright Horizons School","Tracks:  Replace Track",null,59000,null,null,null,59000]
["0871","Bright Horizons School","Infra-Plumbing:  Replace Heat Exchanger.",null,34875,null,null,null,34875]
["0811","Broadview Elementary","Infra-HVAC:  Replace 4 Air Handler Units.",40000,{"$nulls":4},40000]
["0811","Broadview Elementary","Infra-HVAC:  Replace McQuay air cooled chiller..",{"$nulls":4},100000,100000]
["0811","Broadview Elementary","Infra-Site-Miscellaneous:  Design/install an automated irrigation system for the PE field/ install sod",{"$nulls":4},111000,111000]
["0811","Broadview Elementary","Painting:  Interior of Buildings (1992)",null,80000,null,null,null,80000]
["0501","Broward Estates Elementary","Infra-Electric:  Install New Lighting/Transient Voltage Surge Protection.",null,20000,null,null,null,20000]
["2641","Central Park Elementary","Infra-Electric:  Install Weatherproof Exit Lights.",null,10000,null,null,null,10000]
[2961,"Chapel Trail Elementary","Painting:  Exterior painting of building",{"$nulls":4},80000,80000]
["2961","Chapel Trail Elementary","Infra-Electric:  Install New Lighting/Transient Voltage Surge Protection.",null,null,20000,null,null,20000]
["1421","Coconut Creek Elementary","Infra-Plumbing:  Replace Sanitary Sewer Lines and Grease Trap Lids",null,13500,null,null,null,13500]
["1681","Coconut Creek High","Infra-HVAC:  Replace Cooling Towers.",150000,{"$nulls":4},150000]
["1681","Coconut Creek High","Infra-Site-Miscellaneous:  Replace stage floor.",{"$nulls":4},16000,16000]
["1681","Coconut Creek High","Athletic Fields: Renovate & automate irrigation system.",25209,{"$nulls":4},25209]
["1681","Coconut Creek High","Infra-Plumbing:  Install Catch Basin/Storm Drainage",null,null,70343,null,null,70343]
["1681","Coconut Creek High","Infra-Plumbing:  Install 4\" backflow preventers on fire system/fence in units.",{"$nulls":4},12240,12240]
["1681","Coconut Creek High","Infra-Plumbing:  Install 3 catch basins.",{"$nulls":4},33000,33000]
["1681","Coconut Creek High","Infra-Plumbing:  Install grease trap lids.",{"$nulls":4},8000,8000]
["1681","Coconut Creek High","Infra-Plumbing:  Replace grease trap lids/provide new top to grease interceptor ",null,null,null,22850,null,22850]
["1681","Coconut Creek High","Infra-Plumbing:  Replace galvanized domestic water pipe with copper pipe throughout facility.",null,null,null,114030,null,114030]
["0231","Colbert Elementary","Infra-Electric:  Upgrade intercom system",null,null,null,50000,null,50000]
["0231","Colbert Elementary","Infra-Electric:  Upgrade panels and disconnects",{"$nulls":4},16000,16000]
["0231","Colbert Elementary","Infra-Electric:  Upgrade classroom lighting.",null,null,null,480000,null,480000]
["0231","Colbert Elementary","Infra-HVAC:  Replace cooling tower.",{"$nulls":4},125000,125000]
["0231","Colbert Elementary","Infra-Site-Miscellaneous:  Design/install an automated irrigation system for the PE field/ install sod",{"$nulls":4},66000,66000]
["0231","Colbert Elementary","Infra-Site-Miscellaneous:  Repair/replace exhaust fans",{"$nulls":4},24000,24000]
["0231","Colbert Elementary","Infra-Plumbing:  Install 2 catch basins.",{"$nulls":4},35825,35825]
["0231","Colbert Elementary","Infra-Plumbing:  Replace domestic water lines in building #3.",{"$nulls":4},35000,35000]
["0231","Colbert Elementary","Infra-Plumbing:  Reinstall septic tank.",{"$nulls":4},24000,24000]
["0231","Colbert Elementary","Infra-Plumbing:  Repipe gang bathrooms.",{"$nulls":4},136000,136000]
["0231","Colbert Elementary","Infra-Plumbing:  Install storm drainage.",{"$nulls":4},57600,57600]
["0231","Colbert Elementary","Roofing:  Reroof buildings.",null,null,null,195000,null,195000]
["0331","Collins Elementary","Infra-HVAC:  Replace 25 Fan Coil Units",110000,{"$nulls":4},110000]
["0331","Collins Elementary","Infra-Electric:  Upgrade Classroom Lighting.",null,15000,null,null,null,15000]
["0331","Collins Elementary","Infra-Electric:  Upgrade Panels and Disconnects",null,10000,null,null,null,10000]
["0331","Collins Elementary","Infra-Site-Miscellaneous:  Design/install an automated irrigation system for the PE field/ install sod",{"$nulls":4},120000,120000]
["0331","Collins Elementary","Infra-Plumbing:  Repipe Gang Restrooms",85000,{"$nulls":4},85000]
["0331","Collins Elementary","Painting:  Interior of Building (1992)",null,80000,null,null,null,80000]
["0331","Collins Elementary","Painting:  Exterior of Building (1992)",null,50000,null,null,null,50000]
["1211","Cooper City Elementary","Infra-Electric:  Install New Lighting/Transient Voltage Surge Protection.",20000,{"$nulls":4},20000]
["1211","Cooper City Elementary","Infra-Electric:  Install new emergency generator",{"$nulls":4},120000,120000]
["1211","Cooper City Elementary","Infra-HVAC:  Replace 5 DX air handler units in the penthouse.",{"$nulls":4},100000,100000]
["1211","Cooper City Elementary","Painting:  Exterior painting of building",{"$nulls":4},50000,50000]
["1211","Cooper City Elementary","Infra-Roofing:  Reroof Buildings.",195000,{"$nulls":4},195000]
["1931","Cooper City High","Infra-HVAC:  Replace Chiller Serving Media Center",45000,{"$nulls":4},45000]
["1931","Cooper City High","Infra-Electric:  Upgrade Classroom and Hallway Lighting",150000,150000,200000,null,null,500000]
["1931","Cooper City High","Infra-Electric:  Install New Lighting/Transient Voltage Surge Protection.",null,null,20000,null,null,20000]
["1931","Cooper City High","Parking Lot:  Automate Irrigation System in Front Parking Lots.",null,7153,null,null,null,7153]
["1931","Cooper City High","Infra-Plumbing:  Install 8 catch basins around perimeter of football field.",{"$nulls":4},92800,92800]
["3041","Coral Park Elementary","Infra-Electric:  Upgrade Classroom Lighting.",null,50000,null,null,null,50000]
["2551","Coral Springs Elementary","Infra-HVAC:  Replace 7 Air Handler Units",115000,{"$nulls":4},115000]
["2551","Coral Springs Elementary","Infra-Electric:  Replace switch gear unit",{"$nulls":4},48000,48000]
["2551","Coral Springs Elementary","Infra-HVAC:  Replace cooling tower.",{"$nulls":4},125000,125000]
["2551","Coral Springs Elementary","Common Grounds: Renovate and Automate Irrigation System.",49409,{"$nulls":4},49409]
["2551","Coral Springs Elementary","Infra-Plumbing:  Install somat pulper.",{"$nulls":4},19100,19100]
["2551","Coral Springs Elementary","Infra-Roofing:  Reroof Buildings.",null,null,195000,null,null,195000]
["1151","Coral Springs High","Infra-HVAC:  Replace 18 Air Handler Units.",null,416000,null,null,null,416000]
["1151","Coral Springs High","Infra-Electric: Upgrade Lighting In Gyms",32400,{"$nulls":4},32400]
["1151","Coral Springs High","Infra-Electric:  Replace switch gear unit",{"$nulls":4},150000,150000]
["1151","Coral Springs High","Infra-Plumbing: Replace Somat Pulper",null,25100,null,null,null,25100]
["2561","Coral Springs Middle","Infra-HVAC:  Replace 2 Chiller Pumps",20000,{"$nulls":4},20000]
["2561","Coral Springs Middle","Infra-Electric:  Replace switch gear unit",null,null,null,52000,null,52000]
["2561","Coral Springs Middle","Resurface Tracks & Courts with Asphalt.",null,null,61000,null,null,61000]
["2561","Coral Springs Middle","Common Ground & Athletic Field - Renovate and Automate Irrigation System.",58602,{"$nulls":4},58602]
["2561","Coral Springs Middle","Infra-Plumbing:  Remove floor drain in somat room from grease line and reroute back to sanitary sewer.",{"$nulls":4},15225,15225]
["2561","Coral Springs Middle","Infra-Roofing:  Reroof Building",null,null,200000,null,null,200000]
["3111","Country Hills Elementary","Infra-HVAC:  Replace cooling tower.",{"$nulls":4},125000,125000]
["3111","Country Hills Elementary","Infra-Roofing: Reroof Building",null,175000,null,null,null,175000]
["2981","Country Isles Elementary","Infra-HVAC:  Replace 12 Fan Coil Units",60000,{"$nulls":4},60000]
["2981","Country Isles Elementary","Infra-Plumbing:  Replace 8\" backflow on fire main.",{"$nulls":4},19850,19850]
["2981","Country Isles Elementary","Infra-Plumbing:  Install catch basins/storm drainage.",{"$nulls":4},100000,100000]
["2981","Country Isles Elementary","Infra-Plumbing:  Install backflow preventers.",{"$nulls":4},32000,32000]
["0901","Cresthaven Elementary","Infra-HVAC:  Replace 2 Chillers.",null,null,140000,null,null,140000]
["0221","Croissant Park Elementary","Painting: Interior Of Building (1993)",null,80000,null,null,null,80000]
["0221","Croissant Park Elementary","Painting: Exterior Of Building (1993)",null,50000,null,null,null,50000]
["3222","Cross Creek School","Infra-Electric:  Install Weatherproof Exit Lights.",null,10000,null,null,null,10000]
["1871","Crystal Lake Community Middle","Resurface Tracks & Courts with Asphalt.",null,59000,null,null,null,59000]
["1871","Crystal Lake Community Middle","Infra-Plumbing:  Install Somat Pulper",null,25100,null,null,null,25100]
["1871","Crystal Lake Community Middle","Infra-Plumbing:  Install drainfield to relieve catch basin.",{"$nulls":4},27825,27825]
["1871","Crystal Lake Community Middle","Infra-Plumbing:  Install 6\" backflow preventers on fire system/fence in units.",{"$nulls":4},27285,27285]
["1871","Crystal Lake Community Middle","Painting:  Interior of Building (1991)",150000,{"$nulls":4},150000]
["1871","Crystal Lake Community Middle","Painting:  Exterior  of Building (1991)",130000,{"$nulls":4},130000]
["1871","Crystal Lake Community Middle","Infra-Roofing:  Reroof Building",null,null,200000,null,null,200000]
[1781,"Cypress Elementary","Infra-Plumbing:  Install 10 catch basins in north and east parking lot.",null,null,null,102645,null,102645]
[2123,"Cypress Run Alternative / Exceptional Center","Infra-HVAC:  Replace 1 air cooled chiller.",{"$nulls":4},100000,100000]
["0101","Dania Elementary","Painting:  Exterior painting of building",{"$nulls":4},80000,80000]
["0101","Dania Elementary","Infra-Roofing:  Reroof Buildings.",195000,{"$nulls":4},195000]
["2801","Davie Elementary","Infra-HVAC:  Install 7 Air Handler Units",null,null,115000,null,null,115000]
["2801","Davie Elementary","Infra-Electric:  Upgrade Master Clock System.",null,10000,null,null,null,10000]
["2801","Davie Elementary","Infra-Site-Miscellaneous:  Repair/replace exhaust fans.",{"$nulls":4},32000,32000]
["2801","Davie Elementary","Common Grounds & Athletic Fields:  Renovate and Automate Irrigation System",53705,{"$nulls":4},53705]
["2801","Davie Elementary","Infra-Plumbing:  Replace domestic water lines and trap primues on all floor drains.",null,null,null,75000,null,75000]
["2801","Davie Elementary","Painting:  Interior of Buildings (1993)",null,80000,null,null,null,80000]
["2801","Davie Elementary","Painting:  Exterior of Buildings (1992)",50000,{"$nulls":4},50000]
["2801","Davie Elementary","Infra-Roofing:  Reroof Buildings.",195000,{"$nulls":4},195000]
["0011","Deerfield Beach Elementary","Painting:  Exterior painting of building",null,null,null,80000,null,80000]
["0011","Deerfield Beach Elementary","Infra-HVAC:  Replace 24 Fan Coil Units.",null,110000,null,null,null,110000]
["0011","Deerfield Beach Elementary","Infra-HVAC:  Replace 1 Air Handler Unit.",null,20000,null,null,null,20000]
["0011","Deerfield Beach Elementary","Infra-Electric:  Install New Lighting/Transient Voltage Surge Protection.",null,null,20000,null,null,20000]
["0011","Deerfield Beach Elementary","Infra-Electric:  Renovate Clocks and Bell System.",null,20000,null,null,null,20000]
["0011","Deerfield Beach Elementary","Athletic Field:  Install Automatic Irrigation System.(P.E. Field)",null,null,45000,null,null,45000]
[1711,"Deerfield Beach High","Painting:  Exterior painting of building",{"$nulls":4},150000,150000]
["1711","Deerfield Beach High","Infra-Electric:  Upgrade Outside Security Lighting.",20000,{"$nulls":4},20000]
["1711","Deerfield Beach High","Infra-Site-Miscellaneous:  Replace stage floor.",{"$nulls":4},16000,16000]
["1711","Deerfield Beach High","Common Grounds & Athletic Fields:  Renovate and Automate Irrigation System",null,null,144931,null,null,144931]
["1711","Deerfield Beach High","Infra-Plumbing:  Repipe Gas Lines",null,15750,null,null,null,15750]
["1711","Deerfield Beach High","Infra-Plumbing:  Replace boiler circulating pumps and receiver tanks.",{"$nulls":4},8000,8000]
["1711","Deerfield Beach High","Infra-Plumbing:  Replace heat exchange (steam) and repipe.",{"$nulls":4},23760,23760]
["1711","Deerfield Beach High","Infra-Plumbing:  Replace galvanized domestic water pipe with copper pipe throughout facility.",null,null,null,114100,null,114100]
["0911","Deerfield Beach Middle","Infra-Electric:  Upgrade Lighting In Gyms",null,28800,null,null,null,28800]
["0911","Deerfield Beach Middle","Painting:  Exterior of Building (1993)",130000,{"$nulls":4},130000]
["0391","Deerfield Park Elementary","Painting:  Exterior painting of building",{"$nulls":4},80000,80000]
["0391","Deerfield Park Elementary","Infra-Roofing:  Reroof Buildings (old buildings)",50000,{"$nulls":4},50000]
["0271","Dillard Elementary","Infra-HVAC:  Replace Chillers",null,140000,null,null,null,140000]
["0271","Dillard Elementary","Infra-Plumbing:  Replace boiler circulating pumps and receiver tanks.",{"$nulls":4},8000,8000]
["0371","Dillard High","Infra-Site-Miscellaneous:  Replace stage floor.",{"$nulls":4},16000,16000]
["0371","Dillard High","Infra-Site-Miscellaneous:  Sand gym floor.",{"$nulls":4},30000,30000]
["0000","District Wide","Coil Cleaning",1000000,1000000,1000000,1250000,1150000,5400000]
["0000","District Wide","Emergency Air Conditioning Repairs",750000,750000,750000,1000000,1000000,4250000]
["0000","District Wide","Air Conditioning Replacement Parts & Supplies",60000,60000,60000,100000,72600,352600]
["0000","District Wide","Mobile Chiller",{"$nulls":4},190000,190000]
["0000","District Wide","Emergency Electrical Projects",250000,250000,250000,375000,402500,1527500]
["0000","District Wide","Emergency Generator Parts",null,null,null,40264,44291,84555]
["0000","District Wide","Portable Renovations",3000000,3000000,3000000,3500000,3525000,16025000]
["0000","District Wide","Demolition of Portables",500000,500000,500000,750000,705000,2955000]
["0000","District Wide","Emergency Ventilation Repairs",250000,250000,250000,375000,402500,1527500]
["0000","District Wide","Concrete Repairs",200000,200000,200000,320000,242000,1162000]
["0000","District Wide","Metal Doors",350000,350000,350000,385000,423500,1858500]
["0000","District Wide","Emergency Mechanical Repairs",300000,300000,300000,730000,563000,2193000]
["0000","District Wide","Roofing:  Contingency Fund",500000,500000,500000,750000,605000,2855000]
[3221,"Drew, Charles Elementary","Infra-Electric:  Install weatherproof exit lights.",{"$nulls":4},15000,15000]
["0301","Drew Resource Center","Infra-HVAC:  Replace 2 Air Handler Units.",null,null,45000,null,null,45000]
["0721","Driftwood Elementary","Painting:  Exterior painting of building",{"$nulls":4},80000,80000]
["0721","Driftwood Elementary","Infra-HVAC:  Replace 26 Fan Coil Units.",115000,{"$nulls":4},115000]
["0721","Driftwood Elementary","Infra-Electric:  Upgrade Classroom Lighting.",null,15000,null,null,null,15000]
["0861","Driftwood Middle","Infra-HVAC:  Replace 7 Air Handler Units",null,112000,null,null,null,112000]
["0861","Driftwood Middle","Infra-Site-Miscellaneous:  Design/install an automated irrigation system for the PE field/ install sod",null,null,null,80000,null,80000]
["0861","Driftwood Middle","Infra-Site-Miscellaneous:  Replace stage floor.",null,null,null,16000,null,16000]
["0861","Driftwood Middle","Infra-Site-Miscellaneous:  Replace ceiling and light fixtures.",null,null,null,16500,null,16500]
["0861","Driftwood Middle","Infra-Site-Miscellaneous:  Replace patio.",null,null,null,48600,null,48600]
["0861","Driftwood Middle","Resurface Tracks & Courts with Asphalt.",null,59000,null,null,null,59000]
["0861","Driftwood Middle","Athletic Fields:  Renovate and Automate Irrigation System",45762,{"$nulls":4},45762]
[3461,"Eagle Point Elementary","Flooring:  Replace delaminating floor tiles.",null,null,null,10000,null,10000]
[3191,"Embassy Creek Elementary","Infra-Electric:  Upgrade stairwell lighting.",null,null,null,10000,null,10000]
[3191,"Embassy Creek Elementary","Infra-HVAC:  Replace 2 cooling towers.",{"$nulls":4},125000,125000]
["1641","Fairway Elementary","Infra-HVAC:  Replace 2 cooling towers.",{"$nulls":4},125000,125000]
["1641","Fairway Elementary","Infra-Roofing:  Reroof Buildings",null,null,200000,null,null,200000]
["2541","Flamingo Elementary","Infra-HVAC:  Replace 7 Air Handler Units",115000,{"$nulls":4},115000]
["2541","Flamingo Elementary","Infra-Plumbing:  Replace Sanitary Sewer Lines",null,20000,null,null,null,20000]
["2541","Flamingo Elementary","Infra-Plumbing:  Replace somat pulper.",{"$nulls":4},19100,19100]
["2541","Flamingo Elementary","Painting:  Exterior of Building (1992)",50000,{"$nulls":4},50000]
["2541","Flamingo Elementary","Infra-Roofing:  Reroof Buildings",null,null,199000,null,null,199000]
["3391","Flanagan, Charles High","Infra-Electric:  Install New Lighting/Transient Voltage Surge Protection.",null,null,20000,null,null,20000]
["3391","Flanagan, Charles High","Screen & Recoat Gym Floor",null,null,36800,null,null,36800]
["3391","Flanagan, Charles High","Infra-Plumbing:  Install catch basins and storm drainage.",{"$nulls":4},20000,20000]
["3051","Forest Glen Middle","Infra-HVAC:  Replace Air Conditioning Split System.",null,null,16000,null,null,16000]
["3051","Forest Glen Middle","Infra-Electric:  Install New Lighting/Transient Voltage Surge Protection.",null,null,20000,null,null,20000]
["3051","Forest Glen Middle","Infra-HVAC:  Replace 2 cooling towers.",{"$nulls":4},125000,125000]
["3051","Forest Glen Middle","Athletic Fields:  Restore Irrigation System (P.E. Field)",null,null,35000,null,null,35000]
["2631","Forest Hills Elementary","Infra-HVAC:  Replace 8 Air Handler Units",null,115000,null,null,null,115000]
["2631","Forest Hills Elementary","Infra-HVAC:  Replace Cooling Tower",null,null,100000,null,null,100000]
["2631","Forest Hills Elementary","Infra-Electric:  Replace switch gear unit",null,null,null,54000,null,54000]
["0951","Fort Lauderdale High","Infra-Electric:  Upgrade/replace electrical panels for swimming pool area.",null,null,null,20285,null,20285]
["0951","Fort Lauderdale High","Infra-Site-Miscellaneous:  Screen/recoat gym floor.",null,null,null,30000,null,30000]
["0921","Foster, Stephen Elementary","Infra-HVAC:  Replace 1 Air Handler Unit",30000,{"$nulls":4},30000]
["2851","Griffin Elementary","Infra-HVAC:  Replace 7 Air Handler Units",null,null,115000,null,null,115000]
["2851","Griffin Elementary","Infra-HVAC:  Replace cooling towers.",{"$nulls":4},125000,125000]
["2851","Griffin Elementary","Infra-Site-Miscellaneous:  Design/install an automated irrigation system for the PE field/ install sod",{"$nulls":4},74000,74000]
["2851","Griffin Elementary","Painting: Exterior Of Building (1992)",50000,{"$nulls":4},50000]
["2851","Griffin Elementary","Infra-Roofing:  Reroof Buildings",null,null,199000,null,null,199000]
["0131","Hallandale Elementary","Infra-Electric:  Upgrade exterior security lighting.",null,null,null,10000,null,10000]
["0131","Hallandale Elementary","Infra-Electric:  Upgrade panels and disconnects",null,null,null,15000,null,15000]
["0131","Hallandale Elementary","Infra-Electric:  Upgrade intercom system",{"$nulls":4},100000,100000]
["0131","Hallandale Elementary","Infra-HVAC:  Replace cooling towers.",{"$nulls":4},125000,125000]
["0131","Hallandale Elementary","Infra-Plumbing:  Replace sanitary sewer lines.",{"$nulls":4},50000,50000]
["0131","Hallandale Elementary","Infra-Plumbing:  Replace domestic water lines.",{"$nulls":4},85000,85000]
["0131","Hallandale Elementary","Painting:  Exterior painting of building",null,null,null,80000,null,80000]
["0131","Hallandale Elementary","Roofing:  Reroof buildings.",null,null,null,110000,null,110000]
["0403","Hallandale High","Infra-Electric: Install New Lighting/Transient Voltage Surge Protection",20000,{"$nulls":4},20000]
["0403","Hallandale High","Infra-Roofing:  Reroof Buildings",null,null,450000,null,null,450000]
["0491","Harbordale Elementary","Infra-HVAC:  Replace 3 Rooftop Packaged Units",40000,{"$nulls":4},40000]
["0491","Harbordale Elementary","Infra-Electric:  Upgrade lighting in cafeteria.",{"$nulls":4},18670,18670]
["0491","Harbordale Elementary","Infra-Electric:  Upgrade security lighting.",null,null,null,34225,null,34225]
["0491","Harbordale Elementary","Infra-Roofing:  Reroof Buildings",150000,{"$nulls":4},150000]
["0111","Hollywood Hills Elementary","Infra-Electric:  Upgrade Lighting in Common Areas and Cafeteria",null,15000,null,null,null,15000]
["0111","Hollywood Hills Elementary","Common Grounds:  Renovate and Automate Irrigation System and Upgrade Pumps",30000,{"$nulls":4},30000]
["0111","Hollywood Hills Elementary","Painting:  Exterior painting of building",null,null,null,50000,null,50000]
["0111","Hollywood Hills Elementary","Infra-Roofing:  Reroof Buildings",null,null,195000,null,null,195000]
["1661","Hollywood Hills High","Infra-HVAC:  Replace Cooling Tower",150000,{"$nulls":4},150000]
["1661","Hollywood Hills High","Infra-Site-Miscellaneous:  Screen/recoat gym floor.",null,null,null,30000,null,30000]
["1661","Hollywood Hills High","Infra-Plumbing:  Replace Domestic Water Supply",null,150000,null,null,null,150000]
["1661","Hollywood Hills High","Infra-Plumbing:  Replace Sanitary Sewer Lines",null,120000,null,null,null,120000]
["1661","Hollywood Hills High","Infra-Plumbing:  Install 4\" backflow preventers on fire system/fence in units.",{"$nulls":4},11925,11925]
["1661","Hollywood Hills High","Infra-Plumbing:  Retube boiler.",{"$nulls":4},16950,16950]
["1661","Hollywood Hills High","Infra-Plumbing:  Install backflow preventers.",{"$nulls":4},15000,15000]
["2531","Horizon Elementary","Infra-HVAC:  Replace Cooling Tower",null,null,120000,null,null,120000]
["2531","Horizon Elementary","Infra-HVAC:  Replace 7 Air Handler Unit",null,115000,null,null,null,115000]
["2531","Horizon Elementary","Infra-Roofing:  Reroof Buildings",null,null,195000,null,null,195000]
["1971","Hunt, James S. Elementary","Infra-Electric:  Upgrade Master Clock",null,null,20000,null,null,20000]
["1971","Hunt, James S. Elementary","Infra-Plumbing:  Replace Sanitary Sewer Lines and Grease Trap Lids",null,13500,null,null,null,13500]
["1971","Hunt, James S. Elementary","Painting:  Exterior of Building (1992)",50000,{"$nulls":4},50000]
["1971","Hunt, James S. Elementary","Painting:  Interior of Building (1992)",null,80000,null,null,null,80000]
["3471","Indian Ridge Middle","Infra-Electric:  Install New Lighting/Transient Voltage Surge Protection.",null,20000,null,null,null,20000]
["1611","King, Martin Luther Elementary","Infra-HVAC: Replace 4 Air Handler Units",null,80000,null,null,null,80000]
["1611","King, Martin Luther Elementary","Infra-HVAC: Chiller Pumps",null,20000,null,null,null,20000]
["1611","King, Martin Luther Elementary","Painting:  Exterior of Building (1993)",50000,{"$nulls":4},50000]
["0831","Lake Forest Elementary","Infra-Electric:  Upgrade panels and disconnects",null,null,null,20000,null,20000]
["0831","Lake Forest Elementary","Infra-Electric:  Upgrade exterior security lighting.",{"$nulls":4},10000,10000]
["0831","Lake Forest Elementary","Infra-HVAC:  Replace cooling tower.",null,null,null,105000,null,105000]
["0831","Lake Forest Elementary","Infra-Site-Miscellaneous:  Design/install an automated irrigation system for the PE field/ install sod/restore clay softball field.",null,null,null,125000,null,125000]
["0831","Lake Forest Elementary","Infra-Plumbing:  Install  20 space heaters",{"$nulls":4},31775,31775]
["0621","Larkdale Elementary","Infra-HVAC:  Replace Chillers",null,null,140000,null,null,140000]
["0621","Larkdale Elementary","Infra-Plumbing:  Replace somat pulper.",{"$nulls":4},19100,19100]
["0621","Larkdale Elementary","Infra-Plumbing:  Replace galvanized domestic water pipe with copper pipe throughout facility.",null,null,null,76550,null,76550]
["0621","Larkdale Elementary","Painting:  Interior of Building (1994)",null,null,80000,null,null,80000]
["1701","Lauderdale Lakes Middle","Infra-Electric:  Upgrade all walkway lighting.",null,null,null,33425,null,33425]
["1701","Lauderdale Lakes Middle","Infra-Electric:  Upgrade all lighting in gym.",null,null,null,35000,null,35000]
["1701","Lauderdale Lakes Middle","Infra-Plumbing:  Install 8\" downspouts to parking lot and 6 catch basins in parking lot.",{"$nulls":4},94650,94650]
["0431","Lauderdale Manors Elementary","Infra-HVAC:  Replace Cooling Tower",null,null,120000,null,null,120000]
["0431","Lauderdale Manors Elementary","Infra-Site-Miscellaneous:  Replace windows in cafeteria.",null,null,null,50000,null,50000]
["0431","Lauderdale Manors Elementary","Infra-Roofing:  Reroof Buildings",null,null,200000,null,null,200000]
["1391","Lauderhill Middle","Athletic Fields:  Renovate and Automate Irrigation System (P.E. Field)",null,82500,null,null,null,82500]
["1391","Lauderhill Middle","Infra-Plumbing:  Replace Heat Exchanger.",null,null,23760,null,null,23760]
["1391","Lauderhill Middle","Painting:  Interior of Building (1991)",150000,{"$nulls":4},150000]
["1391","Lauderhill Middle","Infra-Roofing:  Reroof Buildings",null,null,195000,null,null,195000]
["1381","Lauderhill, P. T. Elementary","Mechanical:  Provide storm drainage for perimeter of building.",{"$nulls":4},25000,25000]
["1091","Lloyd Estates Elementary","Infra-Plumbing:  Install area drains in patio next to cafeteria.",{"$nulls":4},29760,29760]
["1091","Lloyd Estates Elementary","Infra-Plumbing:  Install 4 additional manhole covers on grease traps.",{"$nulls":4},13675,13675]
["2741","Maplewood Elementary","Infra-HVAC:  Replace 7 Air Handler Units.",null,null,115000,null,null,115000]
["2741","Maplewood Elementary","Infra-Electric:  Upgrade Master Clock and Wiring",null,null,20000,null,null,20000]
["2741","Maplewood Elementary","Infra-Electric:  Replace switch gear unit",{"$nulls":4},54000,54000]
["2741","Maplewood Elementary","Infra-HVAC:  Replace cooling towers.",null,null,null,125000,null,125000]
["2741","Maplewood Elementary","Infra-Plumbing:  Install new somat pulper.",{"$nulls":4},19100,19100]
["1161","Margate Elementary","Infra-HVAC:  Replace 8 Fan Coil Units",40000,{"$nulls":4},40000]
["1161","Margate Elementary","Infra-Electrical:  Upgrade Master Clock System.",null,10000,null,null,null,10000]
["1161","Margate Elementary","Infra-Plumbing:  Install 12 area drains/pipe/ 2 catch basins.",{"$nulls":4},63175,63175]
["1161","Margate Elementary","Infra-Plumbing:  Install 2 catch basins near basketball court.",{"$nulls":4},27100,27100]
["1161","Margate Elementary","Painting:  Exterior of Building (1993)",null,50000,null,null,null,50000]
["0581","Margate Middle","Infra-HVAC:  Install Air Conditioning in Locker Rooms",50000,{"$nulls":4},50000]
["0581","Margate Middle","Infra-HVAC:  Replace 12 Air Handler Units.",null,240000,null,null,null,240000]
["0581","Margate Middle","Infra-HVAC:  Replace 2 Cooling Towers.",null,100000,null,null,null,100000]
[3291,"Marshall, Thurgood Elementary","Painting:  Exterior of building.",null,null,null,120000,null,120000]
["1291","McFatter Technical Center","Infra-HVAC: Replace Chiller (ITV Center)",null,60000,null,null,null,60000]
["1291","McFatter Technical Center","Infra-Electric:  Upgrade lighting in shop classes",null,null,null,100000,null,100000]
["1291","McFatter Technical Center","Infra-HVAC:  Replace chillers.",{"$nulls":4},195000,195000]
["1291","McFatter Technical Center","Infra-HVAC:  Install variable frequency drives on 16 air handlers units",{"$nulls":4},80000,80000]
["1291","McFatter Technical Center","Infra-Plumbing:  Replace dust collector.",{"$nulls":4},20000,20000]
["0841","McNab Elementary","Infra-Site-Miscellaneous:  Replace stage floor.",{"$nulls":4},16000,16000]
["0761","Meadowbrook Elementary","Mechanical:  Replace/relocate grease trap to rear of kitchen.",{"$nulls":4},15000,15000]
["0761","Meadowbrook Elementary","Painting:  Exterior of building.",null,null,null,50000,null,50000]
["0531","Miramar Elementary","Infra-Site-Miscellaneous:  Replace locking mechanism on all exterior doors.",null,null,null,10000,null,10000]
["0531","Miramar Elementary","Painting:  Exterior of Building (1993)",null,50000,null,null,null,50000]
["1751","Miramar High","Infra-Electric:  Install New Lighting In Weightroom",26755,{"$nulls":4},26755]
["1751","Miramar High","Infra-Electric:  Upgrade panels and disconnects",null,null,null,20000,null,20000]
["1751","Miramar High","Infra-Electric:  Upgrade emergency generator.",null,null,null,65000,null,65000]
["1751","Miramar High","Infra-HVAC:  Replace 2 cooling towers.",{"$nulls":4},175000,175000]
["1751","Miramar High","Screen & Recoat Gym Floor",null,null,36800,null,null,36800]
["1751","Miramar High","Athletic Fields:  Renovate and Automate Irrigation System (Football Field)",null,25209,null,null,null,25209]
["1751","Miramar High","Inner Campus:  Renovate and Automate Irrigation.",null,154000,null,null,null,154000]
["1751","Miramar High","Infra-Plumbing:  Sanitary Sewer",100000,{"$nulls":4},100000]
["1751","Miramar High","Infra-Plumbing:  Domestic Water",180000,{"$nulls":4},180000]
["1751","Miramar High","Infra-Plumbing:  Install drainage system in teachers parking lot/install 6 catch basins.",null,null,null,58900,null,58900]
["1751","Miramar High","Infra-Plumbing:  Install catch basins/storm drainage.",null,null,null,60000,null,60000]
["1841","Mirror Lake Elementary","Infra-HVAC:  Replace Chillers",null,null,120000,null,null,120000]
["1841","Mirror Lake Elementary","Infra-Site-Miscellaneous:  Design/install an automated irrigation system for the PE field/ install sod",{"$nulls":4},140000,140000]
["2691","Morrow Elementary","Infra-HVAC:  Replace 7 Air Handler Units",null,115000,null,null,null,115000]
["2691","Morrow Elementary","Infra-Electric:  Replace switch gear unit",{"$nulls":4},48000,48000]
["2691","Morrow Elementary","Infra-HVAC:  Replace cooling towers.",null,null,null,125000,null,125000]
["2691","Morrow Elementary","Painting:  Exterior of Building (1993)",null,50000,null,null,null,50000]
["2671","Nob Hill Elementary","Infra-HVAC:  Replace 7 Air Handler Units",null,115000,null,null,null,115000]
["2671","Nob Hill Elementary","Infra-Electric:  Upgrade lighting in cafeteria.",{"$nulls":4},21185,21185]
["2671","Nob Hill Elementary","Painting:  Interior of Building (1992)",null,80000,null,null,null,80000]
["2671","Nob Hill Elementary","Painting:  Exterior of Building (1993)",null,50000,null,null,null,50000]
["2671","Nob Hill Elementary","Infra-Roofing:  Reroof Buildings",null,null,195000,null,null,195000]
["0561","Norcrest Elementary","Infra-Electric:  Install new circuit breakers",null,null,null,35362,null,35362]
["0561","Norcrest Elementary","Infra-HVAC:  Replace 2 air handlers in cafeteria.",null,null,null,90000,null,90000]
["0561","Norcrest Elementary","Infra-HVAC:  Replace cooling towers.",{"$nulls":4},70000,70000]
["0561","Norcrest Elementary","Infra-HVAC:  Replace 1 Carrier chiller.",null,null,null,105000,null,105000]
["0561","Norcrest Elementary","Infra-Plumbing:  Replace galvanized domestic water pipe with copper pipe throughout facility.",null,null,null,69750,null,69750]
["0521","North Andrews Gardens Elementary","Infra-Electric:  Replace switch gear unit",null,null,null,70000,null,70000]
["0521","North Andrews Gardens Elementary","Infra-HVAC:  Replace 14 fan coiled units and 1 package unit for stage.",{"$nulls":4},60000,60000]
["0521","North Andrews Gardens Elementary","Infra-HVAC:  Replace 3 chillers. ",{"$nulls":4},175000,175000]
[1191,"North Fork Elementary","Infra-Electric:  Upgrade all restroom lighting.",null,null,null,13285,null,13285]
[1191,"North Fork Elementary","Infra-HVAC:  Replace 2 air handlers and 2 condensing units for cafeteria.",null,null,null,40000,null,40000]
[1191,"North Fork Elementary","Mechanical:  Replace floor drains and grease trap.",{"$nulls":4},20000,20000]
[1191,"North Fork Elementary","Infra-Plumbing:  Install 7 catch basins and new piping.",{"$nulls":4},31022,31022]
["2231","North Lauderdale Elementary","Infra-HVAC:  Replace 7 Air Handler Units",null,115000,null,null,null,115000]
["2231","North Lauderdale Elementary","Infra-Electric:  Upgrade Motor Control",null,45000,null,null,null,45000]
["2231","North Lauderdale Elementary","Infra-HVAC:  Replace air cooled chiller.",{"$nulls":4},105000,105000]
["2231","North Lauderdale Elementary","Roofing:  Reroof Buildings.",null,null,199000,null,null,199000]
["0041","North Side Elementary","Infra-Roofing:  Reroof Buildings",null,null,110000,null,null,110000]
["1241","Northeast High","Infra-HVAC:  Replace 2 Rooftop Air Handler Units",25000,{"$nulls":4},25000]
["1241","Northeast High","Infra-Site-Miscellaneous:  Replace stage floor.",{"$nulls":4},16000,16000]
[1271,"Nova Eisenhower Elementary","Painting:  Exterior painting of building",null,null,null,50000,null,50000]
["1282","Nova Blanche Forman Elementary","Infra-HVAC: 3 Split A/C System",null,40000,null,null,null,40000]
["1282","Nova Blanche Forman Elementary","Painting:  Exterior painting of building",null,null,null,50000,null,50000]
["1281","Nova High","Infra-Electric: Classroom lighting",100000,{"$nulls":4},100000]
["1281","Nova High","Infra-Electric: Complete Master Clock System",125000,{"$nulls":4},125000]
["1281","Nova High","Athletic Fields:  Renovate and Automate Irrigation System (Football Field)",null,25210,null,null,null,25210]
["1281","Nova High","Infra-Plumbing:  Lift Station/Somat Pulper",44075,{"$nulls":4},44075]
["1281","Nova High","Infra-Plumbing:  Sanitary Lines",null,85000,null,null,null,85000]
["1281","Nova High","Infra-Plumbing:  Domestic Lines",null,125000,null,null,null,125000]
["1311","Nova Middle","Infra-Plumbing:  Somat Pulper",25100,{"$nulls":4},25100]
["0031","Oakland Park Elementary","Infra-Electric: Upgrade Intercom and Connect Bells to Portables",null,null,10000,null,null,10000]
["0031","Oakland Park Elementary","Painting:  Interior of Building (1992)",null,80000,null,null,null,80000]
["0031","Oakland Park Elementary","Painting:  Exterior of Building (1992)",50000,{"$nulls":4},50000]
["0461","Oakridge Elementary","Infra-HVAC:  Cooling Towers",105000,{"$nulls":4},105000]
["0461","Oakridge Elementary","Infra-Electric:  Replace Distribution Panels",null,null,20000,null,null,20000]
["0461","Oakridge Elementary","Athletic Fields:  Renovate and Automate Irrigation System",null,null,33108,null,null,33108]
["0461","Oakridge Elementary","Infra-Plumbing:  Domestic Lines",50000,{"$nulls":4},50000]
["0461","Oakridge Elementary","Infra-Plumbing: Sanitary Lines",40000,{"$nulls":4},40000]
["0461","Oakridge Elementary","Painting:  Exterior Painting (1998)",50000,{"$nulls":4},50000]
["0472","Olsen Middle Annex","Infra-Plumbing:  Repipe heating system and insulate.",{"$nulls":4},92000,92000]
["0711","Orange Brook Elementary","Infra-Electric:  Upgrade panels and disconnects",null,null,null,150000,null,150000]
["0711","Orange Brook Elementary","Infra-Electric:  Upgrade classroom lighting.",null,null,null,25000,null,25000]
["0711","Orange Brook Elementary","Infra-Electric:  Upgrade intercom system",{"$nulls":4},50000,50000]
["0711","Orange Brook Elementary","Infra-Plumbing:  Replace domestic water lines.",null,null,null,50000,null,50000]
["0711","Orange Brook Elementary","Infra-Plumbing:  Replace sanitary sewer lines.",{"$nulls":4},40000,40000]
["0711","Orange Brook Elementary","Painting:  Exterior painting of building",{"$nulls":4},50000,50000]
["0711","Orange Brook Elementary","Roofing:  Reroof buildings.",null,null,null,160000,null,160000]
["1831","Oriole Elementary","Infra-Electric:  Upgrade lighting in cafeteria.",null,null,null,20855,null,20855]
["1831","Oriole Elementary","Infra-Electric:  Upgrade security /walkway lighting.",null,null,null,18225,null,18225]
["1831","Oriole Elementary","Infra-HVAC:  Replace rooftop air cooled condensing unit for administration area.",null,null,null,12500,null,12500]
["1831","Oriole Elementary","Infra-HVAC:  Replace rooftop air cooled condensing unit for administration area.",null,null,null,12500,null,12500]
["3311","Palm Cove Elementary","Infra-Electric:  Upgrade stairwell lighting.",{"$nulls":4},15000,15000]
["1131","Palmview Elementary","Athletic Fields:  Renovate and Automate Irrigation System.",null,39934,null,null,null,39934]
["1951","Park Ridge Elementary","Athletic Grounds:  Renovate and Automate Irrigation Inner Campus)",null,45000,null,null,null,45000]
["1951","Park Ridge Elementary","Painting:  Exterior of Building (1992)",50000,{"$nulls":4},50000]
["3171","Park Springs Elementary","Infra-HVAC:  Relocate/Replace Condensing Units for Walk-In Freezers and Coolers",null,null,25000,null,null,25000]
["3171","Park Springs Elementary","Infra-Electric:  Install Weatherproof Exit Lights.",null,10000,null,null,null,10000]
["0701","Parkway Middle","Resurface Track & Courts with Asphalt",57000,{"$nulls":4},57000]
["0701","Parkway Middle","Painting:  Interior of Building. (1992)",150000,{"$nulls":4},150000]
["2071","Pasadena Lakes Elementary","Infra-HVAC:  Upgrade Temperature controls",25000,{"$nulls":4},25000]
["2071","Pasadena Lakes Elementary","Infra-HVAC:  Replace 2 condensing units.",null,null,null,8000,null,8000]
["2071","Pasadena Lakes Elementary","Infra-Plumbing:  Install 9 drains around portables.",{"$nulls":4},23825,23825]
["2071","Pasadena Lakes Elementary","Roofing:  Reroofing of Buildings",195000,{"$nulls":4},195000]
["2661","Pembroke Lakes Elementary","Infra-HVAC:  Install 7 AHU",null,null,115000,null,null,115000]
["2661","Pembroke Lakes Elementary","Painting:  Interior of Building (1993)",null,null,80000,null,null,80000]
["1221","Pembroke Pines Elementary","Roofing:  Reroofing of Buildings",null,175000,null,null,null,175000]
["1631","Perry, Annabel Elementary","Infra-Electric:  Install New Lighting/Transient Voltage Surge Protection.",20000,{"$nulls":4},20000]
["1631","Perry, Annabel Elementary","Common Grounds:  Automate Irrigation",null,35000,null,null,null,35000]
["1631","Perry, Annabel Elementary","Roofing:  Reroofing of Buildings",null,null,165000,null,null,165000]
["1011","Perry, Henry D. Middle","Painting:  Interior of School (1993)",null,150000,null,null,null,150000]
["0931","Peters Elementary","Infra-HVAC:  Replace 3 Air Handler Units",70000,{"$nulls":4},70000]
["0653","Pine Ridge Alternative Center","Athletic Fields:  Renovate and Automate Irrigation System.",null,null,62485,null,null,62485]
["0653","Pine Ridge Alternative Center","Painting:  Interior of Building (1993)",null,null,80000,null,null,80000]
["2861","Pines Lakes Elementary","Infra-HVAC:  Replace 7 AHU",null,null,115000,null,null,115000]
["2861","Pines Lakes Elementary","Infra-HVAC: Replace Cooling Tower",null,105000,null,null,null,105000]
["2861","Pines Lakes Elementary","Infra-Electric:  Upgrade Intercom & Master Clock System.",30000,{"$nulls":4},30000]
["2861","Pines Lakes Elementary","Infra-Site-Miscellaneous:  Resurface play courts.",null,null,null,25000,null,25000]
["2861","Pines Lakes Elementary","Common Grounds:  Renovate and Automate Irrigation System.",31541,{"$nulls":4},31541]
["2861","Pines Lakes Elementary","Infra-Plumbing:  Install drainage system.",null,null,null,16800,null,16800]
["1881","Pines Middle","Infra-HVAC:  Replace 2 cooling towers.",{"$nulls":4},125000,125000]
["1881","Pines Middle","Resurface Tracks & Courts with Asphalt",null,59000,null,null,null,59000]
["1881","Pines Middle","Infra-Plumbing:  Replace Sanitary Sewer Lines",null,null,18000,null,null,18000]
["1881","Pines Middle","Roofing:  Reroof Buildings",null,199000,null,null,null,199000]
["2811","Pinewood Elementary","Infra-HVAC:  Replace 7 air handlers in old building.",{"$nulls":4},170000,170000]
["2811","Pinewood Elementary","Infra-HVAC:  Replace cooling towers.",null,null,null,125000,null,125000]
["2811","Pinewood Elementary","Common Grounds:  Renovate and Automate Irrigation System.",null,null,41818,null,null,41818]
["2811","Pinewood Elementary","Painting:  Exterior of Building. (1993)",null,50000,null,null,null,50000]
["2811","Pinewood Elementary","Roofing:  Reroof Buildings",195000,{"$nulls":4},195000]
["2571","Pioneer Middle","Infra-HVAC:  Replace 18 Air Handler Units.",null,null,325000,null,null,325000]
["2571","Pioneer Middle","Infra-Site-Miscellaneous:  Concrete repairs.",null,null,null,25000,null,25000]
["2571","Pioneer Middle","Resurface Tracks & Courts with Asphalt",null,null,61000,null,null,61000]
["2571","Pioneer Middle","Roofing:  Reroof Buildings",null,195000,null,null,null,195000]
["1901","Piper High","Infra-Electric: Upgrade Gym Lighting.",35000,{"$nulls":4},35000]
["1901","Piper High","Renovate Baseball Outfield",30000,{"$nulls":4},30000]
["1901","Piper High","Infra-Plumbing:  Install 9\" catch basins in football field.",{"$nulls":4},93650,93650]
["1901","Piper High","Roofing:  Reroof Buildings",450000,{"$nulls":4},450000]
[1451,"Plantation High","Infra-Site-Miscellaneous:  Replace all windows in the mini-gym.",null,null,null,30000,null,30000]
[1451,"Plantation High","Infra-Site-Miscellaneous:  Design/install an automated irrigation system for the baseball/softball field/ install sod",null,null,null,143000,null,143000]
[1451,"Plantation High","Painting:  Exterior of building.",null,null,null,200000,null,200000]
["0551","Plantation Middle","Roofing:  Reroof Buildings",195000,{"$nulls":4},195000]
["1251","Plantation Park Elementary","Infra-HVAC:  Replace3 Air Handler Units in Penthouse",null,null,130000,null,null,130000]
["1251","Plantation Park Elementary","Athletic Fields:  Renovate and Automate Irrigation System.",31810,{"$nulls":4},31810]
["1251","Plantation Park Elementary","Painting:  Exterior of Building (1992)",50000,{"$nulls":4},50000]
["1251","Plantation Park Elementary","Roofing:  Reroof Buildings",null,null,195000,null,null,195000]
[9018,"Pompano Admin Site","Infra-Electric:  Upgrade intercom system",null,null,null,80000,null,80000]
[9018,"Pompano Admin Site","Infra-Plumbing:  Repipe heating system on roof.",null,null,null,150850,null,150850]
["0751","Pompano Beach Elementary","Painting:  Exterior of Building (1993)",50000,{"$nulls":4},50000]
["0021","Pompano Beach Middle","Infra-HVAC:  Replace 5 Air Handler Units",200000,{"$nulls":4},200000]
["0021","Pompano Beach Middle","Infra-Electric:  Upgrade Hallway Lighting.",null,15000,null,null,null,15000]
["0021","Pompano Beach Middle","Infra-HVAC:  Replace Trane trace controls.",null,null,null,65000,null,65000]
["0021","Pompano Beach Middle","Infra-Plumbing:  Install 3 additional grease trap lids.",{"$nulls":4},11900,11900]
["3121","Quiet Waters Elementary","Infra-HVAC: Relocate/Replace Condensing Units for Walk-In Freezers and Coolers",null,null,25000,null,null,25000]
["3121","Quiet Waters Elementary","Infra-Electric:  Install Weatherproof Exit Lights.",null,10000,null,null,null,10000]
["3121","Quiet Waters Elementary","Infra-Plumbing:  Replace Sanitary Sewer Lines and Grease Trap Lids",null,null,13500,null,null,13500]
["3121","Quiet Waters Elementary","Infra-Plumbing:  Take somat line off of grease trap.",null,null,null,11300,null,11300]
["2721","Ramblewood Elementary","Infra-HVAC:  Replace 7 Air Handler Units.",null,115000,null,null,null,115000]
["2721","Ramblewood Elementary","Infra-HVAC:  Replace cooling towers.",null,null,null,125000,null,125000]
["2721","Ramblewood Elementary","Infra-HVAC:  Replace York air cooled chiller.",null,null,null,105000,null,105000]
["2721","Ramblewood Elementary","Infra-Plumbing:  Install new somat pulper.",{"$nulls":4},19100,19100]
["2711","Ramblewood Middle","Infra-HVAC:  Replace 18 Air Handler Units.",null,null,325000,null,null,325000]
["2711","Ramblewood Middle","Resurface Track & Courts with Asphalt",null,null,61000,null,null,61000]
["2711","Ramblewood Middle","Infra-Plumbing:  Install new somat pulper.",{"$nulls":4},25100,25100]
["2711","Ramblewood Middle","Painting:  Exterior of Building (1997)",130000,{"$nulls":4},130000]
[2121,"Rickards Middle","Painting:  Exterior painting of building",null,null,null,150000,null,150000]
["2121","Rickards Middle","Infra-HVAC:  Replace 4 Chiller Pumps",null,40000,null,null,null,40000]
["2121","Rickards Middle","Infra-HVAC:  Replace cooling towers.",{"$nulls":4},150000,150000]
["2121","Rickards Middle","Resurface Tracks & Courts with Asphalt",null,59000,null,null,null,59000]
["2891","Riverglades Elementary","Infra-Electric:  Install Weatherproof Exit Lights.",null,10000,null,null,null,10000]
["2891","Riverglades Elementary","Infra-HVAC:  Replace 2 cooling towers.",null,null,null,150000,null,150000]
["0151","Riverland Elementary","Infra-HVAC:  Replace fresh air intake grills.",null,null,null,5000,null,5000]
["0151","Riverland Elementary","Infra-HVAC:  Replace all rusted fresh air intake grills.",null,null,null,5000,null,5000]
["3031","Riverside Elementary","Infra-Electric:  Install Weatherproof Exit Lights.",null,10000,null,null,null,10000]
["3031","Riverside Elementary","Infra-Plumbing:  Lower existing area drains in office and library area.",{"$nulls":4},35860,35860]
["0681","Rock Island Elementary","Infra-HVAC:  Install 5 Air Handler Units.",100000,{"$nulls":4},100000]
["0681","Rock Island Elementary","Infra-Electric:  Install new conduit/wiring for intercom to portable site.",null,null,null,6225,null,6225]
["0681","Rock Island Elementary","Infra-Plumbing:  Replace Sanitary Sewer Line From Kitchen & Office to Main Line.",75000,{"$nulls":4},75000]
["0681","Rock Island Elementary","Mechanical:  Provide storm drainage around facility/portable area north west of school.",null,null,null,100000,null,100000]
["0891","Sanders Park Elementary","Infra-HVAC:  Replace air cooled chiller.",{"$nulls":4},120000,120000]
["3061","Sandpiper Elementary","Infra-HVAC:  Replace 16 Fan Coil Units.",null,null,90000,null,null,90000]
["3401","Sawgrass Elementary","Infra-HVAC:  Replace 2 cooling towers.",{"$nulls":4},125000,125000]
["0601","Seagull School","Infra-HVAC:  Replace 7 Air Handler Units.",140000,{"$nulls":4},140000]
["0601","Seagull School","Common Grounds:  Renovate and Automate Irrigation System.",null,34229,null,null,null,34229]
["0601","Seagull School","Mechanical:  replace sanitary sewer from office area to main line.",{"$nulls":4},8000,8000]
["1891","Seminole Middle","Infra-HVAC:  Replace 28 Rooftop Package Units.",null,500000,null,null,null,500000]
["1891","Seminole Middle","Resurface Tracks & Courts with Asphalt",57000,{"$nulls":4},57000]
["1891","Seminole Middle","Roofing:  Reroof Buildings",null,175000,null,null,null,175000]
[1811,"Sheridan Hills Elementary","Infra-Electric:  Install hallway speakers",{"$nulls":4},10000,10000]
[1811,"Sheridan Hills Elementary","Infra-Site-Miscellaneous:  Automate irrigation system.",{"$nulls":4},20000,20000]
["1811","Sheridan Hills Elementary","Painting:  Interior of Building (1993)",null,null,80000,null,null,80000]
["1811","Sheridan Hills Elementary","Roofing:  Reroofing of Buildings",null,195000,null,null,null,195000]
["1321","Sheridan Park Elementary","Infra-Electric:  Install new emergency generator",null,null,null,120000,null,120000]
["1321","Sheridan Park Elementary","Renovate PE Field & Automate Irrigation System",null,null,107220,null,null,107220]
["1321","Sheridan Park Elementary","Infra-Plumbing:  Replace lift station pumps.",{"$nulls":4},10000,10000]
["1321","Sheridan Park Elementary","Infra-Plumbing:  Upgrade sanitary lines.",{"$nulls":4},45000,45000]
["1321","Sheridan Park Elementary","Infra-Plumbing:  Upgrade domestic lines.",null,null,null,65000,null,65000]
["1321","Sheridan Park Elementary","Infra-Plumbing:  Install lift station.",null,null,null,10000,null,10000]
["1321","Sheridan Park Elementary","Roofing:  Reroof Buildings",null,null,199000,null,null,199000]
["1051","Sheridan Technical Center","Infra-Electric:  Upgrade Intercom and Master Clock System.",150000,{"$nulls":4},150000]
["1051","Sheridan Technical Center","Infra-Electric:  Install New Lighting/Transient Voltage Surge Protection",null,30000,null,null,null,30000]
["1051","Sheridan Technical Center","Roofing:  Reroof Buildings",20000,null,20000,null,null,40000]
["2971","Silver Lakes Middle","Infra-HVAC:  Replace 18 Air Handler Units.",250000,250000,null,null,null,500000]
["2971","Silver Lakes Middle","Resurface Tracks & Courts  with Asphalt",null,59000,null,null,null,59000]
["3081","Silver Ridge Elementary","Infra-HVAC:  Replace 19 Fan Coils",null,null,125000,null,null,125000]
["3331","Silver Trail Middle","Infra-HVAC:  Replace Cooling Towers",null,null,105000,null,null,105000]
["0405","South Area Alternative Center","Infra-HVAC:  Install 25 ventilator units.",null,null,null,150000,null,150000]
["0405","South Area Alternative Center","Infra-Plumbing:  Replace domestic water lines.",null,null,null,50000,null,50000]
["0405","South Area Alternative Center","Roofing:  Reroofing of Buildings",190000,{"$nulls":4},190000]
["0171","South Broward High","Infra-Site-Miscellaneous:  Replace wood floors, ceramic tiles, ceilings and painting throughout facilities.",null,null,null,200000,null,200000]
["0171","South Broward High","Infra-Site-Miscellaneous:  Screen/recoat gym floor.",null,null,null,20000,null,20000]
["0171","South Broward High","Infra-Site-Miscellaneous:  Renovate restrooms",null,null,null,100000,null,100000]
["2351","South Plantation High","Infra-Electric:  Install New Lighting/Transient Voltage Surge Protection",null,null,20000,null,null,20000]
["2351","South Plantation High","Infra-HVAC:  Replace cooling towers.",null,null,null,175000,null,175000]
["2351","South Plantation High","Infra-Site-Miscellaneous:  Replace stage floor.",null,null,null,16000,null,16000]
["2351","South Plantation High","Infra-Plumbing:  Retube boiler.",{"$nulls":4},17500,17500]
["2351","South Plantation High","Roofing:  Reroof Buildings",200000,200000,null,null,null,400000]
["0691","Stirling Elementary","Infra-Electric: Install New Lighting/Transient Voltage Surge Protection",null,20000,null,null,null,20000]
["0691","Stirling Elementary","Infra-Site-Miscellaneous:  Grade/remove existing soil on PE field/add topsoil/install sod",null,null,null,24000,null,24000]
["0691","Stirling Elementary","Painting:  Interior of Building (1993)",null,null,80000,null,null,80000]
["0691","Stirling Elementary","Painting:  Exterior of Building (1993)",null,null,50000,null,null,50000]
["3011","Stoneman Douglas High","Infra-Electric:  Install New Lighting/Transient Voltage Surge Protection",null,null,20000,null,null,20000]
["3011","Stoneman Douglas High","Infra-HVAC:  Replace 2 cooling towers.",{"$nulls":4},175000,175000]
["3011","Stoneman Douglas High","Renovate Outfields For Baseball & Softball Fields",null,null,35000,null,null,35000]
["3011","Stoneman Douglas High","Restucco",80000,{"$nulls":4},80000]
["0211","Stranahan High","Infra-HVAC:  Replace 3 Air Handler Units.",null,80000,null,null,null,80000]
["0211","Stranahan High","Infra-Electric:  Upgrade lighting in auditorium.",null,null,null,38285,null,38285]
["0211","Stranahan High","Infra-HVAC:  Replace variable speed drives on air handlers.",null,null,null,40000,null,40000]
["0211","Stranahan High","Infra-Plumbing:  Repipe Domestic Water Supply",65000,{"$nulls":4},65000]
["0211","Stranahan High","Infra-Plumbing:  Retube boiler and replace hand hole covers.",null,null,null,17945,null,17945]
["0211","Stranahan High","Infra-Plumbing:  Tie lift station into city sewer/run new pipe/install grease traps",{"$nulls":4},17775,17775]
["0211","Stranahan High","Infra-Plumbing:  Replace pool heater.",null,null,null,18925,null,18925]
["0211","Stranahan High","Infra-Plumbing:  Replace 2 fire hydrants.",{"$nulls":4},78425,78425]
["0611","Sunland Park Elementary","Infra-HVAC:  Replace 2 cooling towers.",{"$nulls":4},125000,125000]
["0611","Sunland Park Elementary","Painting:  Exterior of Building (1993)",50000,{"$nulls":4},50000]
["0611","Sunland Park Elementary","Painting:  Interior of Building (1993)",null,null,80000,null,null,80000]
["0611","Sunland Park Elementary","Roofing:  Reroof Buildings",null,null,110000,null,null,110000]
["0251","Sunrise Middle","Infra-HVAC:  Replace cooling towers.",{"$nulls":4},150000,150000]
["1171","Sunshine Elementary","Infra-Electric:  Upgrade intercom system",{"$nulls":4},60000,60000]
["1171","Sunshine Elementary","Infra-Site-Miscellaneous:  Modify mansard metal panels",{"$nulls":4},20000,20000]
["1171","Sunshine Elementary","Infra-Site-Miscellaneous:  Repair/replace sidewalks",null,null,null,20000,null,20000]
["2621","Tamarac Elementary","Infra-HVAC:  Replace 7 Air Handler Units.",null,null,115000,null,null,115000]
["2621","Tamarac Elementary","Infra-Electric:  Upgrade Master Clock and Wiring",null,20000,null,null,null,20000]
["2621","Tamarac Elementary","Common Grounds:  Renovate and Automate Irrigation System.",29432,{"$nulls":4},29432]
["2621","Tamarac Elementary","Painting:  Exterior of Building (1993)",null,null,50000,null,null,50000]
["2621","Tamarac Elementary","Roofing:  Reroofing of Buildings",null,null,195000,null,null,195000]
["2751","Taravella J P High","Infra-HVAC:  Replace Cooling Tower",175000,{"$nulls":4},175000]
["2751","Taravella J P High","Infra-HVAC:  Replace 2 air coiled chillers.",null,null,null,80000,null,80000]
["2751","Taravella J P High","Infra-Site-Miscellaneous:  Screen/recoat gym floor.",null,null,null,30000,null,30000]
["2751","Taravella J P High","Athletic Storage Building",null,null,40000,null,null,40000]
["2751","Taravella J P High","Infra-Plumbing:  Install 6 catch basins between portables.",{"$nulls":4},22100,22100]
["2751","Taravella J P High","Infra-Plumbing:  Install 4\" backflow preventers on fire system/ 2\" backflow preventers on domestic water meter for science building.",{"$nulls":4},17550,17550]
["2751","Taravella J P High","Roofing:  Reroofing of Buildings",450000,{"$nulls":4},450000]
["0571","Tedder Elementary","Painting:  Exterior painting of building",null,null,null,80000,null,80000]
["0571","Tedder Elementary","Infra-HVAC:  Replace air cooled chiller.",{"$nulls":4},120000,120000]
["0571","Tedder Elementary","Athletic Fields:  Renovate and Automate Irrigation System.",null,null,40492,null,null,40492]
["0571","Tedder Elementary","Infra-Plumbing:  Install 3 additional manhole covers on grease traps.",{"$nulls":4},12175,12175]
["0571","Tedder Elementary","Infra-Roofing:  Reroof Buildings.",null,null,195000,null,null,195000]
["3151","Tequesta Trace Middle","Infra-Electric:  Install New Lighting/Transient Voltage Surge Protection",null,null,20000,null,null,20000]
["3151","Tequesta Trace Middle","Infra-HVAC:  Replace 2 cooling towers.",{"$nulls":4},125000,125000]
["3151","Tequesta Trace Middle","Painting:  Interior of Building (1991)",null,150000,null,null,null,150000]
["1021","The Quest Center","Install Plexi-Track",57000,{"$nulls":4},57000]
["0731","Tropical Elementary","Infra-HVAC:  Replace 3 Condensing Units.",null,90000,null,null,null,90000]
["0731","Tropical Elementary","Infra-HVAC:  Replace 3 direct expansion air handlers in penthouse.",null,null,null,98000,null,98000]
[1621,"Village Elementary","Painting:  Exterior painting of building",null,null,null,80000,null,80000]
["1621","Village Elementary","Infra-Plumbing:  Replace main sewer from rear of school west to city sewer in front of school.",{"$nulls":4},30000,30000]
["1621","Village Elementary","Roofing:  Reroofing of Buildings",null,null,195000,null,null,195000]
["9032","Walker Complex","Roofing:  Reroofing of Buildings",null,130000,null,null,null,130000]
["0321","Walker Elementary","Infra-Electric:  Upgrade security lighting.",null,null,null,22000,null,22000]
["0321","Walker Elementary","Painting:  Exterior (1994)",null,null,50000,null,null,50000]
["0321","Walker Elementary","Infra-Roofing:  Reroof Buildings.",96000,{"$nulls":4},96000]
["0511","Watkins Elementary","Infra-HVAC:  Install a/c standby pumps",null,null,null,10000,null,10000]
["0511","Watkins Elementary","Common Grounds:  Renovate and Automate Irrigation System.",null,null,15031,null,null,15031]
[2881,"Welleby Elementary","Infra-HVAC:  Replace 2 cooling towers.",{"$nulls":4},125000,125000]
[2881,"Welleby Elementary","Mechanical:  Improve storm drainage on east side of school.",null,null,null,20000,null,20000]
[2881,"Welleby Elementary","Infra-Plumbing:  Install catch basin lids.",{"$nulls":4},14700,14700]
["0161","West Hollywood Elementary","Infra-Electric:  Install New Lighting/Transient Voltage Surge Protection",null,null,20000,null,null,20000]
["0161","West Hollywood Elementary","Infra-Plumbing:  Install lift station.",{"$nulls":4},10000,10000]
["2681","Westchester Elementary","Infra-HVAC:  Replace 7 Air Handler Units.",null,null,115000,null,null,115000]
["2681","Westchester Elementary","Infra-HVAC:  Replace cooling towers.",null,null,null,125000,null,125000]
["2681","Westchester Elementary","Common Grounds:  Renovate and Automate Irrigation System.",53227,{"$nulls":4},53227]
["2681","Westchester Elementary","Install Irrigation System in front of School",null,null,8952,null,null,8952]
["2681","Westchester Elementary","Infra-Plumbing:  Install new somat pulper.",{"$nulls":4},19075,19075]
["2681","Westchester Elementary","Infra-Roofing:  Reroof Buildings.",null,null,190000,null,null,190000]
["2831","Western High","Infra-Electric:  Install New Lighting/Transient Voltage Surge Protection",20000,{"$nulls":4},20000]
["2831","Western High","Replace Tile & Stucco",null,95000,null,null,null,95000]
["2831","Western High","Athletic Fields:  Renovate Football  Field",20165,{"$nulls":4},20165]
["2831","Western High","Infra-Plumbing:  Install drainage system.",null,null,null,83000,null,83000]
["2831","Western High","Infra-Roofing:  Reroof Buildings.",195000,{"$nulls":4},195000]
["2052","Westpine Middle","Infra-Electric:  Install New Lighting/Transient Voltage Surge Protection",null,20000,null,null,null,20000]
["2052","Westpine Middle","Resurface Tracks & Courts with Asphalt",null,null,61000,null,null,61000]
["2052","Westpine Middle","Infra-Plumbing:  Replace 6\" backflow preventers.",null,null,null,15500,null,15500]
["2052","Westpine Middle","Painting:  Exterior of Building (1993)",null,null,130000,null,null,130000]
["0631","Westwood Heights Elementary","Infra-HVAC:  Replace 2 Chillers.",null,null,150000,null,null,150000]
["0631","Westwood Heights Elementary","Infra-HVAC: Replace 2 Air Handler Units.",null,45000,null,null,null,45000]
["0631","Westwood Heights Elementary","Painting:  Interior of Buildings (1993)",null,null,80000,null,null,80000]
["0631","Westwood Heights Elementary","Infra-Roofing:  Reroof Buildings.",null,null,95000,null,null,95000]
["0412","Whiddon-Rogers Annex","Infra-Electric:  Upgrade lighting in media center and in administration buildings.",null,null,null,20675,null,20675]
["0412","Whiddon-Rogers Annex","Infra-Site-Miscellaneous:  Install new ceiling (including lighting) in main building.",null,null,null,50000,null,50000]
["0452","Whiddon-Rogers Ed Center","Infra-HVAC:  Replace 2 Air Handler Units.",null,null,27000,null,null,27000]
["0452","Whiddon-Rogers Ed Center","Install Plexi-Track",null,59000,null,null,null,59000]
["0452","Whiddon-Rogers Ed Center","Infra-Roofing:  Reroof Buildings.",175000,{"$nulls":4},175000]
["0991","Wingate Oaks Center","Infra-HVAC:  Replace Chiller",null,null,80000,null,null,80000]
["0991","Wingate Oaks Center","Infra-Site-Miscellaneous:  Replace ceiling in main building.",null,null,null,50000,null,50000]
["0991","Wingate Oaks Center","Painting:  Exterior of Buildings (1993)",null,50000,null,null,null,50000]
["0991","Wingate Oaks Center","Painting:  Interior of Buildings (1993)",null,null,80000,null,null,80000]
["3091","Winston Park Elementary","Infra-HVAC:  Relocate/Replace Condensing Units for Walk-In Freezers and Coolers",null,null,25000,null,null,25000]
["3091","Winston Park Elementary","Infra-Electric:  Install New Lighting/Transient Voltage Surge Protection",null,20000,null,null,null,20000]
["3091","Winston Park Elementary","Infra-Electric:  Upgrade Weatherproof Exit Lights",null,10000,null,null,null,10000]
["3091","Winston Park Elementary","Infra-HVAC:  Replace cooling towers.",{"$nulls":4},125000,125000]
["3091","Winston Park Elementary","Infra-Plumbing:  Replace Sanitary Sewer Lines and Grease Trap Lids",null,13500,null,null,null,13500]
["3091","Winston Park Elementary","Infra-Plumbing:  Repipe storm drainage on west side of school.",null,null,null,120000,null,120000]
["3091","Winston Park Elementary","Infra-Roofing:  Reroof Buildings.",null,null,190000,null,null,190000]
["3001","Young, Walter C. Middle","Infra-Electric:  Install New Lighting/Transient Voltage Surge Protection",null,null,20000,null,null,20000]
["3001","Young, Walter C. Middle","Infra-Electric:  Provide Additional Emergency Power",50000,{"$nulls":4},50000]
["3001","Young, Walter C. Middle","Infra-Electric:  Upgrade intercom system",null,null,null,75000,null,75000]
["3001","Young, Walter C. Middle","Infra-Electric:  Provide additional emergency power",null,null,null,50000,null,50000]
["3001","Young, Walter C. Middle","Infra-HVAC:  Replace 9 air handler units.",null,null,null,18000,null,18000]
["3001","Young, Walter C. Middle","Westside Swale:  Additional Irrigation",null,null,15000,null,null,15000]
[null,"Americans with Disabilities",{"$nulls":6},0]
["1741","Anderson, Boyd H. High","Area of Rescue Assistance",21600,{"$nulls":4},21600]
["1741","Anderson, Boyd H. High","Curb Ramps",{"$nulls":4},648,648]
["1741","Anderson, Boyd H. High","Handrails at Existing Ramps",{"$nulls":4},1350,1350]
["1741","Anderson, Boyd H. High","Non Accessible Stage",null,32500,null,null,null,32500]
["1741","Anderson, Boyd H. High","Non-accessible Reception Counters",null,null,2600,null,null,2600]
["1741","Anderson, Boyd H. High","Showers",50,null,null,450,null,500]
["1741","Anderson, Boyd H. High","Signage",null,2610,null,null,null,2610]
["1741","Anderson, Boyd H. High","Visual Alarms location at Corridors",{"$nulls":4},1200,1200]
[1741,"Anderson, Boyd H. High","Wheelchair Area at Bleachers",{"$nulls":4},15000,15000]
["1791","Apollo Middle","Area of Rescue Assistance",21600,{"$nulls":4},21600]
["1791","Apollo Middle","Curb Ramps",{"$nulls":4},648,648]
["1791","Apollo Middle","Showers",null,null,null,5700,null,5700]
["1791","Apollo Middle","Signage",null,null,3240,null,null,3240]
["2221","Atlantic Technical Center","Curb Ramps",{"$nulls":4},648,648]
["2221","Atlantic Technical Center","Non-accessible Reception Counters",null,6500,null,null,null,6500]
["2221","Atlantic Technical Center","Showers",{"$nulls":4},600,600]
["2221","Atlantic Technical Center","Signage",null,null,10395,null,null,10395]
["2221","Atlantic Technical Center","Visual Alarms at Restrooms",null,null,null,6000,null,6000]
["2511","Atlantic West Elementary","Automobile & Van Accessible Parking Spaces",null,null,1800,null,null,1800]
["2511","Atlantic West Elementary","Curb Ramps",{"$nulls":4},648,648]
["2511","Atlantic West Elementary","Interior Doors",12800,{"$nulls":4},12800]
["2511","Atlantic West Elementary","Non Accessible Stage",32500,{"$nulls":4},32500]
["2511","Atlantic West Elementary","Non-accessible Reception Counters",null,null,1300,null,null,1300]
["2511","Atlantic West Elementary","Non-verbal Communication System at Elevators",{"$nulls":4},560,560]
["2511","Atlantic West Elementary","Restrooms",null,null,null,179315,null,179315]
["2511","Atlantic West Elementary","Signage",null,4530,null,null,null,4530]
["2511","Atlantic West Elementary","Visual Alarms at Restrooms",null,null,null,4500,null,4500]
["2511","Atlantic West Elementary","Visual Alarms location at Corridors",{"$nulls":4},400,400]
["0343","Attucks Middle","Area of Rescue Assistance",21600,{"$nulls":4},21600]
["0343","Attucks Middle","Curb Ramps",null,null,null,3048,null,3048]
["0343","Attucks Middle","Interior Doors",7000,{"$nulls":4},7000]
["0343","Attucks Middle","Restrooms",14850,{"$nulls":4},14850]
["0343","Attucks Middle","Signage",null,null,3150,null,null,3150]
["0343","Attucks Middle","TDD/TYY Comm. Equipment",null,375,null,null,null,375]
["0343","Attucks Middle","Visual Alarms at Restrooms",null,null,null,1000,null,1000]
["2611","Bair Middle","Curb Ramps",null,null,null,648,null,648]
["2611","Bair Middle","Non Accessible Stage",32500,{"$nulls":4},32500]
["2611","Bair Middle","Non-accessible Reception Counters",null,2600,null,null,null,2600]
["2611","Bair Middle","Restrooms",null,null,null,136225,null,136225]
["2611","Bair Middle","Showers",null,null,5700,null,null,5700]
["2611","Bair Middle","Signage",null,null,2520,null,null,2520]
["2611","Bair Middle","TDD/TYY Comm. Equipment",null,375,null,null,null,375]
["2611","Bair Middle","Visual Alarms location at Corridors",{"$nulls":4},400,400]
["2001","Banyan Elementary","Curb Ramps",null,null,null,648,null,648]
["2001","Banyan Elementary","Exterior Doors",200,{"$nulls":4},200]
["2001","Banyan Elementary","Restrooms",null,127590,null,null,null,127590]
["2001","Banyan Elementary","Showers",null,null,2100,null,null,2100]
["2001","Banyan Elementary","Signage",null,null,null,1905,null,1905]
["2001","Banyan Elementary","TDD/TYY Comm. Equipment",375,{"$nulls":4},375]
["2001","Banyan Elementary","Visual Alarms at Restrooms",{"$nulls":4},2000,2000]
["2001","Banyan Elementary","Visual Alarms location at Corridors",{"$nulls":4},400,400]
["0641","Bayview Elementary","Area of Rescue Assistance",21600,{"$nulls":4},21600]
["0641","Bayview Elementary","Interior Doors",9425,{"$nulls":4},9425]
["0641","Bayview Elementary","Restrooms",null,103600,null,null,null,103600]
["0641","Bayview Elementary","TDD/TYY Comm. Equipment",375,{"$nulls":4},375]
["0641","Bayview Elementary","Visual Alarms at Restrooms",{"$nulls":4},3500,3500]
["0201","Bennett Elementary","Area of Rescue Assistance",21600,{"$nulls":4},21600]
["0201","Bennett Elementary","Curb Ramps",null,null,null,648,null,648]
["0201","Bennett Elementary","Exterior Doors",525,{"$nulls":4},525]
["0201","Bennett Elementary","Interior Doors",18525,{"$nulls":4},18525]
["0201","Bennett Elementary","Non Accessible Stage",32500,{"$nulls":4},32500]
["0201","Bennett Elementary","Restrooms",null,null,null,155125,null,155125]
["0201","Bennett Elementary","Signage",null,null,2970,null,null,2970]
["0201","Bennett Elementary","TDD/TYY Comm. Equipment",null,375,null,null,null,375]
["0201","Bennett Elementary","Visual Alarms at Restrooms",{"$nulls":4},3500,3500]
["0201","Bennett Elementary","Visual Alarms location at Corridors",null,null,null,1200,null,1200]
["0341","Bethune, Mary M. Elementary","Non-accessible Playgrounds",20000,{"$nulls":4},20000]
["0341","Bethune, Mary M. Elementary","Showers",{"$nulls":4},2050,2050]
["0341","Bethune, Mary M. Elementary","TDD/TYY Comm. Equipment",null,null,375,null,null,375]
["0341","Bethune, Mary M. Elementary","Visual Alarms location at Corridors",null,null,null,1600,null,1600]
["0361","Blanche Ely High","Non Accessible Stage",32500,{"$nulls":4},32500]
["0361","Blanche Ely High","Non-accessible Reception Counters",null,2600,null,null,null,2600]
["0361","Blanche Ely High","Restrooms",null,109370,null,null,null,109370]
["0361","Blanche Ely High","Showers",null,null,10200,null,null,10200]
["0971","Boulevard Heights Elementary","Automobile & Van Accessible Parking Spaces",null,null,1800,null,null,1800]
["0971","Boulevard Heights Elementary","Curb Ramps",null,null,null,648,null,648]
["0971","Boulevard Heights Elementary","Restrooms",null,null,null,132070,null,132070]
["0971","Boulevard Heights Elementary","Signage",null,1410,null,null,null,1410]
["0971","Boulevard Heights Elementary","Visual Alarms at Restrooms",null,null,null,2500,null,2500]
["0871","Bright Horizons School","Curb Ramps",null,null,null,648,null,648]
["0871","Bright Horizons School","Interior Doors",3800,{"$nulls":4},3800]
["0871","Bright Horizons School","Non-accessible Reception Counters",null,null,1300,null,null,1300]
["0871","Bright Horizons School","Signage",null,1995,null,null,null,1995]
["0871","Bright Horizons School","TDD/TYY Comm. Equipment",375,{"$nulls":4},375]
["0871","Bright Horizons School","Visual Alarms at Restrooms",null,null,null,500,null,500]
["0811","Broadview Elementary","Automobile & Van Accessible Parking Spaces",null,null,3600,null,null,3600]
["0811","Broadview Elementary","Curb Ramps",null,null,null,648,null,648]
["0811","Broadview Elementary","Handrails at Existing Ramps",null,null,null,1350,1350,2700]
["0811","Broadview Elementary","Restrooms",null,182690,null,null,null,182690]
["0811","Broadview Elementary","Showers",null,null,2550,null,null,2550]
["0811","Broadview Elementary","Signage",null,180,null,null,null,180]
["0501","Broward Estates Elementary","Automobile & Van Accessible Parking Spaces",null,null,3600,null,null,3600]
["0501","Broward Estates Elementary","Curb Ramps",{"$nulls":4},3048,3048]
["0501","Broward Estates Elementary","Exterior Doors",200,{"$nulls":4},200]
["0501","Broward Estates Elementary","Restrooms",null,58100,null,null,null,58100]
["0501","Broward Estates Elementary","Showers",null,null,null,1500,null,1500]
["0501","Broward Estates Elementary","Signage",null,540,null,null,null,540]
["0501","Broward Estates Elementary","TDD/TYY Comm. Equipment",null,375,null,null,null,375]
["0501","Broward Estates Elementary","Visual Alarms at Restrooms",null,null,null,3500,null,3500]
["0501","Broward Estates Elementary","Visual Alarms location at Corridors",null,null,null,400,null,400]
[2771,"Broward Fire Academy","Automobile & Van Accessible Parking Spaces",10000,{"$nulls":4},10000]
["1382","Castle Hill Annex","Curb Ramps",{"$nulls":4},2400,2400]
["1382","Castle Hill Annex","Exterior Doors",200,{"$nulls":4},200]
["1382","Castle Hill Annex","Handrails at Existing Ramps",null,null,null,1350,null,1350]
["1382","Castle Hill Annex","Interior Doors",4125,{"$nulls":4},4125]
["1382","Castle Hill Annex","Restrooms",null,null,29950,null,null,29950]
["1382","Castle Hill Annex","Signage",null,null,9782,null,null,9782]
["1382","Castle Hill Annex","TDD/TYY Comm. Equipment",375,{"$nulls":4},375]
["1382","Castle Hill Annex","Visual Alarms at Restrooms",{"$nulls":4},2500,2500]
["1382","Castle Hill Annex","Visual Alarms location at Corridors",null,null,null,400,null,400]
["1461","Castle Hill Elementary","TDD/TYY Comm. Equipment",null,375,null,null,null,375]
["2641","Central Park Elementary","Automobile & Van Accessible Parking Spaces",null,null,1800,null,null,1800]
["2641","Central Park Elementary","Curb Ramps",{"$nulls":4},27,27]
["2641","Central Park Elementary","Restrooms",23750,{"$nulls":4},23750]
["2641","Central Park Elementary","Signage",null,null,null,6135,null,6135]
["2641","Central Park Elementary","TDD/TYY Comm. Equipment",375,{"$nulls":4},375]
["2961","Chapel Trail Elementary","Handrails at Existing Ramps",{"$nulls":4},1350,1350]
["2961","Chapel Trail Elementary","Signage",null,615,null,null,null,615]
["2961","Chapel Trail Elementary","Visual Alarms at Restrooms",null,5000,null,null,null,5000]
["2961","Chapel Trail Elementary","Visual Alarms location at Corridors",null,null,800,null,null,800]
["1421","Coconut Creek Elementary","Automobile & Van Accessible Parking Spaces",null,null,1800,null,null,1800]
["1421","Coconut Creek Elementary","Curb Ramps",null,null,null,27,null,27]
[1421,"Coconut Creek Elementary","Non-accessible Reception Counters",null,1300,null,null,null,1300]
["1421","Coconut Creek Elementary","Signage",null,null,null,4065,null,4065]
["1681","Coconut Creek High","Curb Ramps",null,null,null,648,null,648]
[1681,"Coconut Creek High","Home Economics Kitchen Station ADA Retrofitting",{"$nulls":4},12000,12000]
["1681","Coconut Creek High","Non-accessible Reception Counters",null,2600,null,null,null,2600]
["1681","Coconut Creek High","Showers",null,null,450,null,null,450]
["1681","Coconut Creek High","Signage",null,2250,null,null,null,2250]
["1681","Coconut Creek High","TDD/TYY Comm. Equipment",375,{"$nulls":4},375]
[1681,"Coconut Creek High","Wheelchair Area at Bleachers",{"$nulls":4},15000,15000]
["0231","Colbert Elementary","TDD/TYY Comm. Equipment",null,375,null,null,null,375]
["0231","Colbert Elementary","Visual Alarms location at Corridors",null,null,null,1200,null,1200]
["0331","Collins Elementary","Handrails at Existing Ramps",null,null,null,1350,null,1350]
["0331","Collins Elementary","Interior Doors",4775,{"$nulls":4},4775]
["0331","Collins Elementary","Restrooms",null,25450,null,null,null,25450]
["0331","Collins Elementary","Signage",null,null,1950,null,null,1950]
["0331","Collins Elementary","TDD/TYY Comm. Equipment",375,{"$nulls":4},375]
["0331","Collins Elementary","Visual Alarms at Restrooms",{"$nulls":4},2500,2500]
["1211","Cooper City Elementary","Restrooms",null,156000,null,null,null,156000]
["1211","Cooper City Elementary","Showers",null,null,300,null,null,300]
["1211","Cooper City Elementary","Signage",null,1440,null,null,null,1440]
["1211","Cooper City Elementary","TDD/TYY Comm. Equipment",null,375,null,null,null,375]
["1211","Cooper City Elementary","Visual Alarms at Restrooms",{"$nulls":4},3000,3000]
["1931","Cooper City High","Automobile & Van Accessible Parking Spaces",null,null,10800,null,null,10800]
["1931","Cooper City High","Curb Ramps",null,null,null,648,null,648]
["1931","Cooper City High","Exterior Doors",175,{"$nulls":4},175]
["1931","Cooper City High","Non-accessible Reception Counters",null,2600,null,null,null,2600]
["1931","Cooper City High","Non-verbal Communication System at Elevators",{"$nulls":4},560,560]
["1931","Cooper City High","Showers",null,null,6600,null,null,6600]
["1931","Cooper City High","Signage",null,4950,null,null,null,4950]
["1931","Cooper City High","TDD/TYY Comm. Equipment",375,{"$nulls":4},375]
["1931","Cooper City High","Visual Alarms at Restrooms",null,null,null,1000,null,1000]
[1931,"Cooper City High","Wheelchair Area at Bleachers",{"$nulls":4},30000,30000]
["3041","Coral Park Elementary","Automobile & Van Accessible Parking Spaces",null,null,1800,null,null,1800]
["3041","Coral Park Elementary","Curb Ramps",null,null,null,27,null,27]
["3041","Coral Park Elementary","Handrails at Existing Ramps",{"$nulls":4},1350,1350]
["3041","Coral Park Elementary","Interior Doors",5950,{"$nulls":4},5950]
["3041","Coral Park Elementary","Non-accessible Reception Counters",null,1300,null,null,null,1300]
["3041","Coral Park Elementary","Restrooms",68235,{"$nulls":4},68235]
["3041","Coral Park Elementary","Signage",null,5520,null,null,null,5520]
["3041","Coral Park Elementary","TDD/TYY Comm. Equipment",375,{"$nulls":4},375]
["3041","Coral Park Elementary","Visual Alarms at Restrooms",null,null,5000,null,null,5000]
["2551","Coral Springs Elementary","Exterior Doors",375,{"$nulls":4},375]
["2551","Coral Springs Elementary","Restrooms",{"$nulls":4},132670,132670]
["2551","Coral Springs Elementary","Showers",null,null,null,2550,null,2550]
["2551","Coral Springs Elementary","Signage",null,4125,null,null,null,4125]
["2551","Coral Springs Elementary","Visual Alarms at Restrooms",null,null,null,3000,null,3000]
["2551","Coral Springs Elementary","Visual Alarms location at Corridors",{"$nulls":4},400,400]
["1151","Coral Springs High","Automobile & Van Accessible Parking Spaces",null,null,12600,null,null,12600]
["1151","Coral Springs High","Curb Ramps",{"$nulls":4},648,648]
[1151,"Coral Springs High","Home Economics Kitchen Station ADA Retrofitting",{"$nulls":4},12000,12000]
["1151","Coral Springs High","Interior Doors",21700,{"$nulls":4},21700]
["1151","Coral Springs High","Non Accessible Stage",32500,{"$nulls":4},32500]
["1151","Coral Springs High","Non-accessible Reception Counters",null,2600,null,null,null,2600]
["1151","Coral Springs High","Restrooms",null,null,null,103815,null,103815]
["1151","Coral Springs High","Showers",null,null,1200,null,null,1200]
["1151","Coral Springs High","Signage",null,4140,null,null,null,4140]
["1151","Coral Springs High","TDD/TYY Comm. Equipment",375,{"$nulls":4},375]
["2561","Coral Springs Middle","Automobile & Van Accessible Parking Spaces",null,null,1800,null,null,1800]
["2561","Coral Springs Middle","Curb Ramps",{"$nulls":4},648,648]
["2561","Coral Springs Middle","Interior Doors",500,{"$nulls":4},500]
["2561","Coral Springs Middle","Non-accessible Reception Counters",null,1300,null,null,null,1300]
["2561","Coral Springs Middle","Restrooms",{"$nulls":4},104605,104605]
["2561","Coral Springs Middle","Showers",null,null,6000,null,null,6000]
["2561","Coral Springs Middle","Signage",null,null,null,3060,null,3060]
["2561","Coral Springs Middle","TDD/TYY Comm. Equipment",null,375,null,null,null,375]
["2561","Coral Springs Middle","Visual Alarms at Restrooms",null,null,null,1500,null,1500]
["2561","Coral Springs Middle","Visual Alarms location at Corridors",{"$nulls":4},400,400]
["3111","Country Hills Elementary","Exterior Doors",875,{"$nulls":4},875]
["3111","Country Hills Elementary","Non-accessible Reception Counters",null,null,1300,null,null,1300]
["3111","Country Hills Elementary","Signage",null,null,null,5325,null,5325]
["3111","Country Hills Elementary","Visual Alarms at Restrooms",null,5000,null,null,null,5000]
["2981","Country Isles Elementary","Automobile & Van Accessible Parking Spaces",null,null,5400,null,null,5400]
["2981","Country Isles Elementary","Curb Ramps",{"$nulls":4},81,81]
["2981","Country Isles Elementary","Non-accessible Reception Counters",null,1300,null,null,null,1300]
["2981","Country Isles Elementary","Restrooms",null,53450,null,null,null,53450]
["2981","Country Isles Elementary","Signage",null,4890,null,null,null,4890]
["2981","Country Isles Elementary","TDD/TYY Comm. Equipment",null,375,null,null,null,375]
["2981","Country Isles Elementary","Visual Alarms location at Corridors",{"$nulls":4},1200,1200]
["0901","Cresthaven Elementary","Automobile & Van Accessible Parking Spaces",null,null,1800,null,null,1800]
["0901","Cresthaven Elementary","Interior Doors",3000,{"$nulls":4},3000]
["0901","Cresthaven Elementary","Non-accessible Reception Counters",null,null,1300,null,null,1300]
["0901","Cresthaven Elementary","Showers",450,{"$nulls":4},450]
["0901","Cresthaven Elementary","Signage",null,null,6045,null,null,6045]
["0901","Cresthaven Elementary","Visual Alarms at Restrooms",null,null,3500,null,null,3500]
["0221","Croissant Park Elementary","Curb Ramps",{"$nulls":4},2400,2400]
["0221","Croissant Park Elementary","Non-verbal Communication System at Elevators",{"$nulls":4},560,560]
["0221","Croissant Park Elementary","Signage",null,3855,null,null,null,3855]
["0221","Croissant Park Elementary","TDD/TYY Comm. Equipment",375,{"$nulls":4},375]
["0221","Croissant Park Elementary","Visual Alarms at Restrooms",null,5500,null,null,null,5500]
["3222","Cross Creek School","Curb Ramps",null,null,null,648,null,648]
["3222","Cross Creek School","Non-accessible Reception Counters",null,2600,null,null,null,2600]
["3222","Cross Creek School","Restrooms",null,null,null,83915,null,83915]
["3222","Cross Creek School","TDD/TYY Comm. Equipment",375,{"$nulls":4},375]
["3222","Cross Creek School","Visual Alarms at Restrooms",{"$nulls":4},1500,1500]
["1871","Crystal Lake Community Middle","Automobile & Van Accessible Parking Spaces",null,null,1800,null,null,1800]
["1871","Crystal Lake Community Middle","Curb Ramps",null,null,null,648,null,648]
["1871","Crystal Lake Community Middle","Non-accessible Reception Counters",null,1300,null,null,null,1300]
["1871","Crystal Lake Community Middle","Restrooms",52400,{"$nulls":4},52400]
["1871","Crystal Lake Community Middle","Showers",null,null,null,400,null,400]
["1871","Crystal Lake Community Middle","Signage",null,2340,null,null,null,2340]
["1871","Crystal Lake Community Middle","TDD/TYY Comm. Equipment",375,{"$nulls":4},375]
["1781","Cypress Elementary","Exterior Doors",175,{"$nulls":4},175]
["1781","Cypress Elementary","Non-accessible Reception Counters",null,1300,null,null,null,1300]
["1781","Cypress Elementary","Restrooms",null,29950,null,null,null,29950]
["1781","Cypress Elementary","Signage",null,null,null,3975,null,3975]
["2123","Cypress Run Alternative / Exceptional Center","Handrails at Existing Ramps",{"$nulls":4},1350,1350]
["2123","Cypress Run Alternative / Exceptional Center","Interior Doors",4600,{"$nulls":4},4600]
["2123","Cypress Run Alternative / Exceptional Center","Non-accessible Reception Counters",null,2600,null,null,null,2600]
["2123","Cypress Run Alternative / Exceptional Center","Signage",null,1530,null,null,null,1530]
["2123","Cypress Run Alternative / Exceptional Center","TDD/TYY Comm. Equipment",375,{"$nulls":4},375]
["2123","Cypress Run Alternative / Exceptional Center","Visual Alarms at Restrooms",null,null,null,1500,null,1500]
["1071","Dandy, William Middle","Non-accessible Reception Counters",null,null,2600,null,null,2600]
["1071","Dandy, William Middle","Restrooms",null,null,null,56150,null,56150]
["1071","Dandy, William Middle","Showers",null,null,1200,null,null,1200]
["1071","Dandy, William Middle","Signage",null,3240,null,null,null,3240]
["1071","Dandy, William Middle","Visual Alarms at Restrooms",null,null,null,2000,null,2000]
["0101","Dania Elementary","Automobile & Van Accessible Parking Spaces",null,null,1800,null,null,1800]
["0101","Dania Elementary","Curb Ramps",{"$nulls":4},27,27]
["0101","Dania Elementary","Non Accessible Stage",32500,{"$nulls":4},32500]
["0101","Dania Elementary","Signage",null,null,1545,null,null,1545]
["0101","Dania Elementary","Visual Alarms at Restrooms",{"$nulls":4},3000,3000]
["2801","Davie Elementary","Curb Ramps",null,null,null,2400,null,2400]
["2801","Davie Elementary","Non-accessible Reception Counters",null,null,1300,null,null,1300]
["2801","Davie Elementary","Restrooms",{"$nulls":4},179315,179315]
["2801","Davie Elementary","Showers",null,null,2550,null,null,2550]
["2801","Davie Elementary","Signage",null,4380,null,null,null,4380]
["2801","Davie Elementary","TDD/TYY Comm. Equipment",null,375,null,null,null,375]
["2801","Davie Elementary","Visual Alarms at Restrooms",null,null,null,4500,null,4500]
["0011","Deerfield Beach Elementary","Automobile & Van Accessible Parking Spaces",null,null,3600,null,null,3600]
["0011","Deerfield Beach Elementary","Curb Ramps",null,null,null,54,null,54]
["0011","Deerfield Beach Elementary","Non-accessible Reception Counters",null,1300,null,null,null,1300]
["0011","Deerfield Beach Elementary","Showers",null,null,450,null,null,450]
["0011","Deerfield Beach Elementary","Signage",null,1500,null,null,null,1500]
["0011","Deerfield Beach Elementary","TDD/TYY Comm. Equipment",375,{"$nulls":4},375]
["0011","Deerfield Beach Elementary","Visual Alarms at Restrooms",{"$nulls":4},4500,4500]
[1711,"Deerfield Beach High","Home Economics Kitchen Station ADA Retrofitting",{"$nulls":4},12000,12000]
["1711","Deerfield Beach High","Non-Accessible Pool (Lift)",null,null,null,8000,null,8000]
["1711","Deerfield Beach High","Non-accessible Reception Counters",null,2600,null,null,null,2600]
["1711","Deerfield Beach High","Non-verbal Communication System at Elevators",{"$nulls":4},560,560]
["1711","Deerfield Beach High","Signage",null,null,2250,null,null,2250]
["1711","Deerfield Beach High","TDD/TYY Comm. Equipment",null,375,null,null,null,375]
[1711,"Deerfield Beach High","Wheelchair Area at Bleachers",{"$nulls":4},15000,15000]
["0911","Deerfield Beach Middle","Curb Ramps",{"$nulls":4},3048,3048]
["0911","Deerfield Beach Middle","Non-Accessible Pool (Lift)",null,null,null,8000,null,8000]
["0911","Deerfield Beach Middle","Restrooms",33600,{"$nulls":4},33600]
["0911","Deerfield Beach Middle","Signage",null,3090,null,null,null,3090]
["0391","Deerfield Park Elementary","Interior Doors",3000,{"$nulls":4},3000]
["0391","Deerfield Park Elementary","Non-accessible Reception Counters",null,null,1300,null,null,1300]
["0391","Deerfield Park Elementary","Showers",null,null,600,null,null,600]
["0391","Deerfield Park Elementary","Signage",null,null,null,75,null,75]
["0391","Deerfield Park Elementary","TDD/TYY Comm. Equipment",null,375,null,null,null,375]
["0391","Deerfield Park Elementary","Visual Alarms at Restrooms",null,null,4500,null,null,4500]
["0271","Dillard Elementary","Area of Rescue Assistance",21600,{"$nulls":4},21600]
["0271","Dillard Elementary","Exterior Doors",600,{"$nulls":4},600]
["0271","Dillard Elementary","Non-accessible Playgrounds",null,40000,null,null,null,40000]
["0271","Dillard Elementary","Non-accessible Reception Counters",null,1300,null,null,null,1300]
["0271","Dillard Elementary","Signage",null,5310,null,null,null,5310]
["0271","Dillard Elementary","TDD/TYY Comm. Equipment",null,375,null,null,null,375]
["0271","Dillard Elementary","Visual Alarms at Restrooms",null,4500,null,null,null,4500]
["0371","Dillard High","Curb Ramps",null,null,null,648,null,648]
[371,"Dillard High","Home Economics Kitchen Station ADA Retrofitting",{"$nulls":4},12000,12000]
["0371","Dillard High","Non-accessible Reception Counters",null,2600,null,null,null,2600]
["0371","Dillard High","Non-verbal Communication System at Elevators",{"$nulls":4},560,560]
["0371","Dillard High","Restrooms",null,null,null,132180,null,132180]
["0371","Dillard High","Signage",null,2340,null,null,null,2340]
["0371","Dillard High","TDD/TYY Comm. Equipment",null,375,null,null,null,375]
["3221","Drew, Charles Elementary","Exterior Doors",525,{"$nulls":4},525]
["3221","Drew, Charles Elementary","Non-accessible Playgrounds",40000,{"$nulls":4},40000]
["3221","Drew, Charles Elementary","Restrooms",23750,{"$nulls":4},23750]
["3221","Drew, Charles Elementary","Signage",null,4770,null,null,null,4770]
["3221","Drew, Charles Elementary","Visual Alarms at Restrooms",{"$nulls":4},5500,5500]
["0301","Drew Resource Center","Automobile & Van Accessible Parking Spaces",null,null,1800,null,null,1800]
["0301","Drew Resource Center","Curb Ramps",{"$nulls":4},648,648]
["0301","Drew Resource Center","Exterior Doors",900,{"$nulls":4},900]
["0301","Drew Resource Center","Interior Doors",4525,{"$nulls":4},4525]
["0301","Drew Resource Center","Non-accessible Reception Counters",null,null,2600,null,null,2600]
["0301","Drew Resource Center","Signage",null,3795,null,null,null,3795]
["0301","Drew Resource Center","TDD/TYY Comm. Equipment",375,{"$nulls":4},375]
["0301","Drew Resource Center","Visual Alarms at Restrooms",{"$nulls":4},2500,2500]
["0301","Drew Resource Center","Visual Alarms location at Corridors",{"$nulls":4},2000,2000]
["0721","Driftwood Elementary","Interior Doors",3575,{"$nulls":4},3575]
["0721","Driftwood Elementary","Non-accessible Playgrounds",null,40000,null,null,null,40000]
["0721","Driftwood Elementary","Signage",null,390,null,null,null,390]
["0721","Driftwood Elementary","Visual Alarms at Restrooms",null,null,null,1500,null,1500]
["0861","Driftwood Middle","Automobile & Van Accessible Parking Spaces",null,null,1800,null,null,1800]
["0861","Driftwood Middle","Curb Ramps",{"$nulls":4},648,648]
["0861","Driftwood Middle","Non Accessible Stage",32500,{"$nulls":4},32500]
["0861","Driftwood Middle","Non-accessible Reception Counters",null,null,2600,null,null,2600]
["0861","Driftwood Middle","Restrooms",39700,{"$nulls":4},39700]
["0861","Driftwood Middle","Showers",null,null,5100,null,null,5100]
["0861","Driftwood Middle","Signage",null,null,3150,null,null,3150]
["0861","Driftwood Middle","Visual Alarms at Restrooms",null,null,null,500,null,500]
["0861","Driftwood Middle","Visual Alarms location at Corridors",null,null,null,800,null,800]
["3461","Eagle Point Elementary","Exterior Doors",350,{"$nulls":4},350]
["3461","Eagle Point Elementary","Handrails at Existing Ramps",null,null,null,1350,null,1350]
["3461","Eagle Point Elementary","Non-accessible Playgrounds",40000,{"$nulls":4},40000]
["3461","Eagle Point Elementary","Non-verbal Communication System at Elevators",{"$nulls":4},560,560]
["3461","Eagle Point Elementary","Restrooms",31530,{"$nulls":4},31530]
["3461","Eagle Point Elementary","Showers",null,null,450,null,null,450]
["3461","Eagle Point Elementary","Signage",null,3645,null,null,null,3645]
["3461","Eagle Point Elementary","Visual Alarms at Restrooms",null,null,2500,null,null,2500]
["3461","Eagle Point Elementary","Visual Alarms location at Corridors",null,null,400,null,null,400]
["3441","Eagle Ridge Elementary","Area of Rescue Assistance",64800,{"$nulls":4},64800]
["3441","Eagle Ridge Elementary","Non-accessible Playgrounds",null,40000,null,null,null,40000]
["3441","Eagle Ridge Elementary","Non-verbal Communication System at Elevators",{"$nulls":4},560,560]
["3441","Eagle Ridge Elementary","Showers",null,null,450,null,null,450]
["3441","Eagle Ridge Elementary","Signage",null,null,null,3570,null,3570]
["3441","Eagle Ridge Elementary","TDD/TYY Comm. Equipment",375,{"$nulls":4},375]
["3441","Eagle Ridge Elementary","Visual Alarms at Restrooms",null,null,3500,null,null,3500]
["3191","Embassy Creek Elementary","Interior Doors",2000,{"$nulls":4},2000]
["3191","Embassy Creek Elementary","Non-accessible Playgrounds",40000,{"$nulls":4},40000]
["3191","Embassy Creek Elementary","Non-verbal Communication System at Elevators",{"$nulls":4},560,560]
["3191","Embassy Creek Elementary","Restrooms",null,null,null,121495,null,121495]
["3191","Embassy Creek Elementary","Showers",null,null,null,450,null,450]
["3191","Embassy Creek Elementary","Signage",null,4155,null,null,null,4155]
["3191","Embassy Creek Elementary","TDD/TYY Comm. Equipment",null,375,null,null,null,375]
["3191","Embassy Creek Elementary","Visual Alarms at Restrooms",{"$nulls":4},2500,2500]
["3191","Embassy Creek Elementary","Visual Alarms location at Corridors",null,null,null,800,null,800]
["9512","Equal Educational Opp","ADA Accommodations",50000,50000,50000,50000,50000,250000]
["9512","Equal Educational Opp","ADA Emergency Projects",440934,200060,266784,231075,248410,1387263]
["9512","Equal Educational Opp","Portable Ramps",80000,80000,80000,80000,80000,400000]
["1641","Fairway Elementary","Automobile & Van Accessible Parking Spaces",null,null,1800,null,null,1800]
["1641","Fairway Elementary","Curb Ramps",{"$nulls":4},27,27]
["1641","Fairway Elementary","Non-accessible Playgrounds",null,null,40000,null,null,40000]
["1641","Fairway Elementary","Restrooms",{"$nulls":4},360220,360220]
["1641","Fairway Elementary","Signage",6375,{"$nulls":4},6375]
["1641","Fairway Elementary","TDD/TYY Comm. Equipment",null,375,null,null,null,375]
["1641","Fairway Elementary","Visual Alarms at Restrooms",null,null,null,3000,null,3000]
["1641","Fairway Elementary","Visual Alarms location at Corridors",{"$nulls":4},1200,1200]
["2541","Flamingo Elementary","Automobile & Van Accessible Parking Spaces",null,null,5400,null,null,5400]
["2541","Flamingo Elementary","Curb Ramps",{"$nulls":4},81,81]
["2541","Flamingo Elementary","Exterior Doors",175,{"$nulls":4},175]
["2541","Flamingo Elementary","Interior Doors",5750,{"$nulls":4},5750]
["2541","Flamingo Elementary","Non-accessible Reception Counters",null,1300,null,null,null,1300]
["2541","Flamingo Elementary","Restrooms",null,null,null,130445,null,130445]
["2541","Flamingo Elementary","Showers",null,null,450,null,null,450]
["2541","Flamingo Elementary","Signage",null,4455,null,null,null,4455]
["2541","Flamingo Elementary","Visual Alarms at Restrooms",{"$nulls":4},3000,3000]
["2541","Flamingo Elementary","Visual Alarms location at Corridors",null,null,null,400,null,400]
["3391","Flanagan, Charles High","Interior Doors",5975,{"$nulls":4},5975]
["3391","Flanagan, Charles High","Non-accessible Reception Counters",null,null,2600,null,null,2600]
["3391","Flanagan, Charles High","Non-verbal Communication System at Elevators",{"$nulls":4},1680,1680]
["3391","Flanagan, Charles High","Restrooms",44090,{"$nulls":4},44090]
["3391","Flanagan, Charles High","Showers",null,null,750,null,null,750]
["3391","Flanagan, Charles High","Signage",null,null,null,540,null,540]
["3051","Forest Glen Middle","Automobile & Van Accessible Parking Spaces",null,null,1800,null,null,1800]
["3051","Forest Glen Middle","Curb Ramps",null,null,null,648,null,648]
["3051","Forest Glen Middle","Interior Doors",10925,{"$nulls":4},10925]
["3051","Forest Glen Middle","Restrooms",null,6300,null,null,null,6300]
["3051","Forest Glen Middle","Signage",null,null,3345,null,null,3345]
["2631","Forest Hills Elementary","Exterior Doors",null,null,null,775,null,775]
["2631","Forest Hills Elementary","Non-accessible Playgrounds",null,null,40000,null,null,40000]
["2631","Forest Hills Elementary","Restrooms",null,null,null,158250,null,158250]
["2631","Forest Hills Elementary","Showers",null,null,2250,null,null,2250]
["2631","Forest Hills Elementary","Signage",null,3960,null,null,null,3960]
["2631","Forest Hills Elementary","Visual Alarms at Restrooms",null,null,null,3000,null,3000]
["2631","Forest Hills Elementary","Visual Alarms location at Corridors",null,null,null,400,null,400]
["0951","Fort Lauderdale High","Curb Ramps",null,null,null,648,null,648]
["0951","Fort Lauderdale High","Non-accessible Reception Counters",null,null,2600,null,null,2600]
["0951","Fort Lauderdale High","Showers",null,null,5850,null,null,5850]
["0951","Fort Lauderdale High","Signage",null,2880,null,null,null,2880]
["0921","Foster, Stephen Elementary","Restrooms",86250,{"$nulls":4},86250]
["0921","Foster, Stephen Elementary","Showers",null,null,2100,null,null,2100]
["0921","Foster, Stephen Elementary","Signage",null,1815,null,null,null,1815]
["0921","Foster, Stephen Elementary","TDD/TYY Comm. Equipment",375,{"$nulls":4},375]
["0921","Foster, Stephen Elementary","Visual Alarms at Restrooms",{"$nulls":4},4000,4000]
["2851","Griffin Elementary","Automobile & Van Accessible Parking Spaces",null,null,5400,null,null,5400]
["2851","Griffin Elementary","Curb Ramps",{"$nulls":4},81,81]
["2851","Griffin Elementary","Exterior Doors",175,{"$nulls":4},175]
["2851","Griffin Elementary","Non-accessible Reception Counters",null,null,1300,null,null,1300]
["2851","Griffin Elementary","Signage",null,4635,null,null,null,4635]
["2851","Griffin Elementary","TDD/TYY Comm. Equipment",null,375,null,null,null,375]
["2851","Griffin Elementary","Visual Alarms at Restrooms",null,null,null,2500,null,2500]
["0592","Hallandale Adult/Community","Automobile & Van Accessible Parking Spaces",null,null,1800,null,null,1800]
["0592","Hallandale Adult/Community","Curb Ramps",null,null,null,648,null,648]
["0592","Hallandale Adult/Community","Handrails at Existing Ramps",{"$nulls":4},1350,1350]
["0592","Hallandale Adult/Community","Non-accessible Reception Counters",null,1300,null,null,null,1300]
["0592","Hallandale Adult/Community","Signage",null,2970,null,null,null,2970]
["0592","Hallandale Adult/Community","TDD/TYY Comm. Equipment",375,{"$nulls":4},375]
["0131","Hallandale Elementary","Visual Alarms at Restrooms",{"$nulls":4},2500,2500]
["0131","Hallandale Elementary","Visual Alarms location at Corridors",null,null,null,400,null,400]
["0403","Hallandale High","Automobile & Van Accessible Parking Spaces",null,null,1800,null,null,1800]
["0403","Hallandale High","Curb Ramps",{"$nulls":4},648,648]
["0403","Hallandale High","Handrails at Existing Ramps",null,null,null,1350,null,1350]
["0403","Hallandale High","Non-accessible Reception Counters",null,3900,null,null,null,3900]
["0403","Hallandale High","Non-verbal Communication System at Elevators",{"$nulls":4},560,560]
["0403","Hallandale High","Restrooms",{"$nulls":4},108150,108150]
["0403","Hallandale High","Showers",{"$nulls":4},750,750]
["0403","Hallandale High","Signage",null,4860,null,null,null,4860]
["0403","Hallandale High","TDD/TYY Comm. Equipment",375,{"$nulls":4},375]
["0491","Harbordale Elementary","Automobile & Van Accessible Parking Spaces",null,null,1800,null,null,1800]
["0491","Harbordale Elementary","Curb Ramps",{"$nulls":4},27,27]
["0491","Harbordale Elementary","Interior Doors",5225,{"$nulls":4},5225]
["0491","Harbordale Elementary","Non-accessible Reception Counters",null,null,1300,null,null,1300]
["0491","Harbordale Elementary","Signage",null,660,null,null,null,660]
["0491","Harbordale Elementary","TDD/TYY Comm. Equipment",{"$nulls":4},375,375]
["0491","Harbordale Elementary","Visual Alarms at Restrooms",{"$nulls":4},3000,3000]
["3131","Hawkes Bluff Elementary","Exterior Doors",1275,{"$nulls":4},1275]
["3131","Hawkes Bluff Elementary","Interior Doors",10325,{"$nulls":4},10325]
["3131","Hawkes Bluff Elementary","Signage",null,null,6135,null,null,6135]
["3131","Hawkes Bluff Elementary","TDD/TYY Comm. Equipment",375,{"$nulls":4},375]
["3131","Hawkes Bluff Elementary","Visual Alarms at Restrooms",null,null,null,5500,null,5500]
["0121","Hollywood Central Elementary","Curb Ramps",null,null,null,2400,null,2400]
["0121","Hollywood Central Elementary","Interior Doors",1250,{"$nulls":4},1250]
["0121","Hollywood Central Elementary","Non-accessible Reception Counters",null,1300,null,null,null,1300]
["0121","Hollywood Central Elementary","Signage",null,5310,null,null,null,5310]
["0121","Hollywood Central Elementary","Visual Alarms at Restrooms",{"$nulls":4},4500,4500]
["0111","Hollywood Hills Elementary","Interior Doors",4450,{"$nulls":4},4450]
["0111","Hollywood Hills Elementary","Showers",null,null,null,2550,null,2550]
["0111","Hollywood Hills Elementary","Signage",null,3885,null,null,null,3885]
["0111","Hollywood Hills Elementary","TDD/TYY Comm. Equipment",375,{"$nulls":4},375]
["0111","Hollywood Hills Elementary","Visual Alarms at Restrooms",null,null,null,1000,null,1000]
["0111","Hollywood Hills Elementary","Visual Alarms location at Corridors",{"$nulls":4},1600,1600]
["1661","Hollywood Hills High","Curb Ramps",{"$nulls":4},648,648]
["1661","Hollywood Hills High","Exterior Doors",2175,{"$nulls":4},2175]
["1661","Hollywood Hills High","Handrails at Existing Ramps",null,null,null,1350,null,1350]
[1661,"Hollywood Hills High","Home Economics Kitchen Station ADA Retrofitting",{"$nulls":4},12000,12000]
["1661","Hollywood Hills High","Non-accessible Reception Counters",null,2600,null,null,null,2600]
["1661","Hollywood Hills High","Restrooms",null,null,null,209185,null,209185]
["1661","Hollywood Hills High","Showers",null,null,300,null,null,300]
["1661","Hollywood Hills High","Signage",null,null,null,2545,null,2545]
["1661","Hollywood Hills High","TDD/TYY Comm. Equipment",375,{"$nulls":4},375]
["1661","Hollywood Hills High","Visual Alarms at Restrooms",null,null,null,3500,null,3500]
["1661","Hollywood Hills High","Visual Alarms location at Corridors",null,null,null,400,null,400]
[1661,"Hollywood Hills High","Wheelchair Area at Bleachers",{"$nulls":4},15000,15000]
["1761","Hollywood Park Elementary","Area of Rescue Assistance",21600,{"$nulls":4},21600]
["1761","Hollywood Park Elementary","Non-accessible Reception Counters",null,1300,null,null,null,1300]
["1761","Hollywood Park Elementary","Signage",null,4155,null,null,null,4155]
["1761","Hollywood Park Elementary","TDD/TYY Comm. Equipment",null,375,null,null,null,375]
["1761","Hollywood Park Elementary","Visual Alarms at Restrooms",{"$nulls":4},4000,4000]
["1761","Hollywood Park Elementary","Visual Alarms location at Corridors",null,null,null,800,null,800]
["2531","Horizon Elementary","Area of Rescue Assistance",21600,{"$nulls":4},21600]
["2531","Horizon Elementary","Exterior Doors",175,{"$nulls":4},175]
["2531","Horizon Elementary","Restrooms",{"$nulls":4},76350,76350]
["2531","Horizon Elementary","Signage",null,2415,null,null,null,2415]
["2531","Horizon Elementary","Visual Alarms at Restrooms",{"$nulls":4},3500,3500]
["2531","Horizon Elementary","Visual Alarms location at Corridors",null,null,null,800,null,800]
["1971","Hunt, James S. Elementary","Automobile & Van Accessible Parking Spaces",null,null,3600,null,null,3600]
["1971","Hunt, James S. Elementary","Curb Ramps",null,null,null,54,null,54]
["1971","Hunt, James S. Elementary","Exterior Doors",925,{"$nulls":4},925]
["1971","Hunt, James S. Elementary","Non-accessible Playgrounds",null,20000,null,null,null,20000]
["1971","Hunt, James S. Elementary","Non-accessible Reception Counters",null,null,1300,null,null,1300]
["1971","Hunt, James S. Elementary","Restrooms",null,null,null,105570,null,105570]
["1971","Hunt, James S. Elementary","Showers",null,null,2550,null,null,2550]
["1971","Hunt, James S. Elementary","Signage",null,1665,null,null,null,1665]
["1971","Hunt, James S. Elementary","Visual Alarms at Restrooms",null,null,null,3000,null,3000]
["3471","Indian Ridge Middle","Curb Ramps",null,null,null,3048,null,3048]
["3471","Indian Ridge Middle","Interior Doors",4200,{"$nulls":4},4200]
["3471","Indian Ridge Middle","Signage",null,null,null,270,null,270]
["3471","Indian Ridge Middle","Visual Alarms at Restrooms",null,null,null,2500,null,2500]
["3181","Indian Trace Elementary","Area of Rescue Assistance",21600,{"$nulls":4},21600]
["3181","Indian Trace Elementary","Interior Doors",6275,{"$nulls":4},6275]
["3181","Indian Trace Elementary","Signage",null,null,5760,null,null,5760]
["3181","Indian Trace Elementary","TDD/TYY Comm. Equipment",null,375,null,null,null,375]
["3181","Indian Trace Elementary","Visual Alarms at Restrooms",null,null,null,4500,null,4500]
["1611","King, Martin Luther Elementary","Exterior Doors",375,{"$nulls":4},375]
["1611","King, Martin Luther Elementary","Non-accessible Reception Counters",null,null,1300,null,null,1300]
["1611","King, Martin Luther Elementary","Signage",null,4110,null,null,null,4110]
["0831","Lake Forest Elementary","Non Accessible Stage",32500,{"$nulls":4},32500]
["0831","Lake Forest Elementary","Showers",null,null,null,750,null,750]
["0831","Lake Forest Elementary","Signage",null,4110,null,null,null,4110]
["0831","Lake Forest Elementary","TDD/TYY Comm. Equipment",375,{"$nulls":4},375]
["0831","Lake Forest Elementary","Visual Alarms at Restrooms",{"$nulls":4},1000,1000]
["0831","Lake Forest Elementary","Non-accessible Playgrounds",20000,{"$nulls":4},20000]
["0621","Larkdale Elementary","Automobile & Van Accessible Parking Spaces",null,null,3600,null,null,3600]
["0621","Larkdale Elementary","Curb Ramps",{"$nulls":4},2454,2454]
["0621","Larkdale Elementary","Non-accessible Playgrounds",20000,{"$nulls":4},20000]
["0621","Larkdale Elementary","Non-accessible Reception Counters",null,1300,null,null,null,1300]
["0621","Larkdale Elementary","Restrooms",null,null,null,211550,null,211550]
["0621","Larkdale Elementary","Showers",null,null,2550,null,null,2550]
["0621","Larkdale Elementary","Signage",null,1815,null,null,null,1815]
["0621","Larkdale Elementary","TDD/TYY Comm. Equipment",375,{"$nulls":4},375]
["0621","Larkdale Elementary","Visual Alarms at Restrooms",{"$nulls":4},3500,3500]
["1701","Lauderdale Lakes Middle","Accessibility to Mezzanine (Elevator and/or Lift)",84000,{"$nulls":4},84000]
["1701","Lauderdale Lakes Middle","Curb Ramps",{"$nulls":4},648,648]
["1701","Lauderdale Lakes Middle","Exterior Doors",175,{"$nulls":4},175]
["1701","Lauderdale Lakes Middle","Non-accessible Reception Counters",null,1300,null,null,null,1300]
["1701","Lauderdale Lakes Middle","Restrooms",86400,{"$nulls":4},86400]
["1701","Lauderdale Lakes Middle","Showers",null,null,1350,null,null,1350]
["1701","Lauderdale Lakes Middle","Signage",null,null,3690,null,null,3690]
["1701","Lauderdale Lakes Middle","TDD/TYY Comm. Equipment",null,375,null,null,null,375]
["1701","Lauderdale Lakes Middle","Visual Alarms at Restrooms",null,null,null,500,null,500]
["1701","Lauderdale Lakes Middle","Visual Alarms location at Corridors",{"$nulls":4},400,400]
["0431","Lauderdale Manors Elementary","Curb Ramps",{"$nulls":4},2400,2400]
["0431","Lauderdale Manors Elementary","Non-accessible Reception Counters",null,null,1300,null,null,1300]
["0431","Lauderdale Manors Elementary","Non-verbal Communication System at Elevators",{"$nulls":4},560,560]
["0431","Lauderdale Manors Elementary","Restrooms",null,135615,null,null,null,135615]
["0431","Lauderdale Manors Elementary","Signage",null,2190,null,null,null,2190]
["0431","Lauderdale Manors Elementary","TDD/TYY Comm. Equipment",null,375,null,null,null,375]
["0431","Lauderdale Manors Elementary","Visual Alarms at Restrooms",null,null,null,3000,null,3000]
["0431","Lauderdale Manors Elementary","Visual Alarms location at Corridors",{"$nulls":4},800,800]
["1391","Lauderhill Middle","Curb Ramps",null,null,null,648,null,648]
["1391","Lauderhill Middle","Non-accessible Reception Counters",null,null,2600,null,null,2600]
["1391","Lauderhill Middle","Restrooms",87300,{"$nulls":4},87300]
["1391","Lauderhill Middle","Showers",{"$nulls":4},3150,3150]
["1391","Lauderhill Middle","Signage",null,3060,null,null,null,3060]
["1391","Lauderhill Middle","TDD/TYY Comm. Equipment",375,{"$nulls":4},375]
["1391","Lauderhill Middle","Visual Alarms at Restrooms",{"$nulls":4},2500,2500]
["1381","Lauderhill, P. T. Elementary","Handrails at Existing Ramps",null,null,null,1350,null,1350]
["1381","Lauderhill, P. T. Elementary","Non-verbal Communication System at Elevators",{"$nulls":4},560,560]
["1381","Lauderhill, P. T. Elementary","Signage",null,3615,null,null,null,3615]
["1381","Lauderhill, P. T. Elementary","TDD/TYY Comm. Equipment",null,375,null,null,null,375]
["1381","Lauderhill, P. T. Elementary","Visual Alarms at Restrooms",{"$nulls":4},2000,2000]
["1381","Lauderhill, P. T. Elementary","Visual Alarms location at Corridors",null,null,null,800,null,800]
["1091","Lloyd Estates Elementary","Exterior Doors",600,{"$nulls":4},600]
["1091","Lloyd Estates Elementary","Interior Doors",3950,{"$nulls":4},3950]
["1091","Lloyd Estates Elementary","Non Accessible Stage",32500,{"$nulls":4},32500]
["1091","Lloyd Estates Elementary","Signage",null,2460,null,null,null,2460]
["1091","Lloyd Estates Elementary","Visual Alarms at Restrooms",{"$nulls":4},3000,3000]
["1091","Lloyd Estates Elementary","Visual Alarms location at Corridors",{"$nulls":4},1200,1200]
["2741","Maplewood Elementary","Automobile & Van Accessible Parking Spaces",null,null,1800,null,null,1800]
["2741","Maplewood Elementary","Curb Ramps",null,27,null,null,null,27]
["2741","Maplewood Elementary","Restrooms",null,null,null,156330,null,156330]
["2741","Maplewood Elementary","Showers",null,null,2550,null,null,2550]
["2741","Maplewood Elementary","Signage",null,4125,null,null,null,4125]
["2741","Maplewood Elementary","TDD/TYY Comm. Equipment",375,{"$nulls":4},375]
["2741","Maplewood Elementary","Visual Alarms at Restrooms",null,null,null,3000,null,3000]
["2741","Maplewood Elementary","Visual Alarms location at Corridors",{"$nulls":4},400,400]
["1161","Margate Elementary","Exterior Doors",1400,{"$nulls":4},1400]
["1161","Margate Elementary","Signage",null,3510,null,null,null,3510]
["1161","Margate Elementary","TDD/TYY Comm. Equipment",null,375,null,null,null,375]
["0581","Margate Middle","Interior Doors",3650,{"$nulls":4},3650]
["0581","Margate Middle","Signage",null,null,2430,null,null,2430]
["0581","Margate Middle","TDD/TYY Comm. Equipment",375,{"$nulls":4},375]
["0581","Margate Middle","Visual Alarms at Restrooms",null,null,null,1000,null,1000]
["1671","Markham, Robert Elementary","Curb Ramps",null,null,null,2400,null,2400]
["1671","Markham, Robert Elementary","Exterior Doors",800,{"$nulls":4},800]
["1671","Markham, Robert Elementary","Non-accessible Reception Counters",null,null,1300,null,null,1300]
["1671","Markham, Robert Elementary","Showers",null,null,1800,null,null,1800]
["1671","Markham, Robert Elementary","Signage",null,90,null,null,null,90]
["1671","Markham, Robert Elementary","TDD/TYY Comm. Equipment",null,375,null,null,null,375]
["1671","Markham, Robert Elementary","Visual Alarms at Restrooms",{"$nulls":4},3500,3500]
["3291","Marshall, Thurgood Elementary","Interior Doors",2775,{"$nulls":4},2775]
["3291","Marshall, Thurgood Elementary","Restrooms",{"$nulls":4},101530,101530]
["3291","Marshall, Thurgood Elementary","Showers",null,null,null,750,null,750]
["3291","Marshall, Thurgood Elementary","Signage",null,null,3390,null,null,3390]
["3291","Marshall, Thurgood Elementary","Visual Alarms at Restrooms",null,null,null,2500,null,2500]
["0241","McArthur High","Curb Ramps",{"$nulls":4},648,648]
["0241","McArthur High","Handrails at Existing Ramps",null,null,null,1350,null,1350]
[241,"McArthur High","Home Economics Kitchen Station ADA Retrofitting",{"$nulls":4},12000,12000]
["0241","McArthur High","Interior Doors",26425,{"$nulls":4},26425]
["0241","McArthur High","Non-Accessible Pool (Lift)",null,null,null,8000,null,8000]
["0241","McArthur High","Non-accessible Reception Counters",null,1300,null,null,null,1300]
["0241","McArthur High","Restrooms",null,null,null,214505,null,214505]
["0241","McArthur High","Showers",null,null,null,6000,null,6000]
["0241","McArthur High","Signage",null,6300,null,null,null,6300]
["0241","McArthur High","TDD/TYY Comm. Equipment",null,375,null,null,null,375]
["1291","McFatter Technical Center","Automobile & Van Accessible Parking Spaces",null,null,14400,null,null,14400]
["1291","McFatter Technical Center","Curb Ramps",{"$nulls":4},648,648]
["1291","McFatter Technical Center","Non-accessible Reception Counters",null,null,5200,null,null,5200]
["1291","McFatter Technical Center","Signage",null,null,1890,null,null,1890]
["1291","McFatter Technical Center","TDD/TYY Comm. Equipment",375,{"$nulls":4},375]
["1291","McFatter Technical Center","Visual Alarms at Restrooms",{"$nulls":4},2500,2500]
["0481","McNicol Middle","Curb Ramps",{"$nulls":4},648,648]
["0531","Miramar Elementary","Automobile & Van Accessible Parking Spaces",null,null,1800,null,null,1800]
["0531","Miramar Elementary","Curb Ramps",null,null,null,27,null,27]
["0531","Miramar Elementary","Exterior Doors",null,null,925,null,null,925]
["0531","Miramar Elementary","Non-accessible Playgrounds",40000,{"$nulls":4},40000]
["0531","Miramar Elementary","Non-accessible Reception Counters",null,null,1300,null,null,1300]
["0531","Miramar Elementary","Restrooms",null,1800,null,null,null,1800]
["0531","Miramar Elementary","Signage",null,null,null,5310,null,5310]
["0531","Miramar Elementary","TDD/TYY Comm. Equipment",null,null,375,null,null,375]
["1751","Miramar High","Area of Rescue Assistance",21600,{"$nulls":4},21600]
["1751","Miramar High","Curb Ramps",null,null,null,648,null,648]
["1751","Miramar High","Exterior Doors",null,null,4750,null,null,4750]
["1751","Miramar High","Handrails at Existing Ramps",{"$nulls":4},1350,1350]
[1751,"Miramar High","Home Economics Kitchen Station ADA Retrofitting",{"$nulls":4},12000,12000]
["1751","Miramar High","Interior Doors",null,18125,null,null,null,18125]
["1751","Miramar High","Restrooms",null,null,null,215205,null,215205]
["1751","Miramar High","Showers",null,null,450,null,null,450]
["1751","Miramar High","Signage",null,null,null,2610,null,2610]
["1751","Miramar High","Visual Alarms location at Corridors",null,null,null,400,null,400]
["1841","Mirror Lake Elementary","Interior Doors",6075,{"$nulls":4},6075]
["1841","Mirror Lake Elementary","Non-accessible Reception Counters",null,null,1300,null,null,1300]
["1841","Mirror Lake Elementary","Restrooms",null,29950,null,null,null,29950]
["1841","Mirror Lake Elementary","Signage",null,3975,null,null,null,3975]
["1841","Mirror Lake Elementary","TDD/TYY Comm. Equipment",null,null,375,null,null,375]
["1841","Mirror Lake Elementary","Visual Alarms at Restrooms",null,null,null,4000,null,4000]
["1841","Mirror Lake Elementary","Visual Alarms location at Corridors",{"$nulls":4},400,400]
["2691","Morrow Elementary","Interior Doors",3650,{"$nulls":4},3650]
["2691","Morrow Elementary","Restrooms",158285,{"$nulls":4},158285]
["2691","Morrow Elementary","TDD/TYY Comm. Equipment",null,375,null,null,null,375]
["2691","Morrow Elementary","Visual Alarms at Restrooms",{"$nulls":4},2000,2000]
["2691","Morrow Elementary","Visual Alarms location at Corridors",null,null,null,400,null,400]
["0881","New River Middle","Non-accessible Reception Counters",null,null,1300,null,null,1300]
["0881","New River Middle","Restrooms",1200,{"$nulls":4},1200]
["0881","New River Middle","Signage",null,null,90,null,null,90]
["2671","Nob Hill Elementary","Interior Doors",7725,{"$nulls":4},7725]
["2671","Nob Hill Elementary","Non Accessible Stage",32500,{"$nulls":4},32500]
["2671","Nob Hill Elementary","Signage",null,3180,null,null,null,3180]
["2671","Nob Hill Elementary","TDD/TYY Comm. Equipment",null,375,null,null,null,375]
["2671","Nob Hill Elementary","Visual Alarms at Restrooms",null,null,null,3500,null,3500]
["2671","Nob Hill Elementary","Visual Alarms location at Corridors",null,null,null,800,null,800]
["0521","North Andrews Gardens Elementary","Interior Doors",14475,{"$nulls":4},14475]
["0521","North Andrews Gardens Elementary","Signage",null,6495,null,null,null,6495]
["0521","North Andrews Gardens Elementary","TDD/TYY Comm. Equipment",null,375,null,null,null,375]
["0521","North Andrews Gardens Elementary","Visual Alarms at Restrooms",{"$nulls":4},4500,4500]
["0521","North Andrews Gardens Elementary","Visual Alarms location at Corridors",{"$nulls":4},400,400]
["1191","North Fork Elementary","Automobile & Van Accessible Parking Spaces",null,null,1800,null,null,1800]
["1191","North Fork Elementary","Curb Ramps",{"$nulls":4},27,27]
["1191","North Fork Elementary","Interior Doors",null,null,7650,null,null,7650]
["1191","North Fork Elementary","Non-accessible Reception Counters",null,null,1300,null,null,1300]
["1191","North Fork Elementary","Restrooms",{"$nulls":4},287730,287730]
["1191","North Fork Elementary","Signage",null,null,3955,null,null,3955]
["1191","North Fork Elementary","TDD/TYY Comm. Equipment",null,375,null,null,null,375]
["1191","North Fork Elementary","Visual Alarms at Restrooms",null,null,null,4000,null,4000]
["1191","North Fork Elementary","Visual Alarms location at Corridors",{"$nulls":4},800,800]
["2231","North Lauderdale Elementary","Interior Doors",8600,{"$nulls":4},8600]
["2231","North Lauderdale Elementary","Restrooms",{"$nulls":4},236335,236335]
["2231","North Lauderdale Elementary","Showers",null,null,2550,null,null,2550]
["2231","North Lauderdale Elementary","Signage",null,4290,null,null,null,4290]
["2231","North Lauderdale Elementary","TDD/TYY Comm. Equipment",null,null,375,null,null,375]
["0041","North Side Elementary","Automobile & Van Accessible Parking Spaces",null,null,1800,null,null,1800]
["0041","North Side Elementary","Curb Ramps",{"$nulls":4},27,27]
["0041","North Side Elementary","Exterior Doors",null,null,4350,null,null,4350]
["0041","North Side Elementary","Interior Doors",null,null,6650,null,null,6650]
["0041","North Side Elementary","Non-accessible Playgrounds",null,null,20000,null,null,20000]
["0041","North Side Elementary","Signage",null,2070,null,null,null,2070]
["0041","North Side Elementary","TDD/TYY Comm. Equipment",null,null,375,null,null,375]
["0041","North Side Elementary","Visual Alarms at Restrooms",{"$nulls":4},3500,3500]
["0041","North Side Elementary","Visual Alarms location at Corridors",{"$nulls":4},400,400]
["1241","Northeast High","Automobile & Van Accessible Parking Spaces",null,null,9000,null,null,9000]
["1241","Northeast High","Curb Ramps",{"$nulls":4},648,648]
["1241","Northeast High","Exterior Doors",null,null,525,null,null,525]
["1241","Northeast High","Handrails at Existing Ramps",{"$nulls":4},1350,1350]
["1241","Northeast High","Interior Doors",null,null,27000,null,null,27000]
["1241","Northeast High","Non-Accessible Pool (Lift)",{"$nulls":4},8000,8000]
["1241","Northeast High","Non-accessible Reception Counters",null,null,2600,null,null,2600]
["1241","Northeast High","Showers",null,null,750,null,null,750]
["1241","Northeast High","Signage",null,null,6660,null,null,6660]
["1241","Northeast High","TDD/TYY Comm. Equipment",null,375,null,null,null,375]
["1241","Northeast High","Visual Alarms at Restrooms",{"$nulls":4},2000,2000]
["1241","Northeast High","Visual Alarms location at Corridors",null,1600,null,null,null,1600]
["1271","Nova Eisenhower Elementary","Automobile & Van Accessible Parking Spaces",null,null,1800,null,null,1800]
["1271","Nova Eisenhower Elementary","Curb Ramps",null,null,null,27,null,27]
["1271","Nova Eisenhower Elementary","Exterior Doors",null,null,4725,null,null,4725]
["1271","Nova Eisenhower Elementary","Interior Doors",null,null,14425,null,null,14425]
["1271","Nova Eisenhower Elementary","Non-accessible Reception Counters",null,null,1300,null,null,1300]
["1271","Nova Eisenhower Elementary","Signage",null,4010,null,null,null,4010]
["1271","Nova Eisenhower Elementary","Visual Alarms at Restrooms",{"$nulls":4},4000,4000]
["1271","Nova Eisenhower Elementary","Visual Alarms location at Corridors",{"$nulls":4},800,800]
["1282","Nova Blanche Forman Elementary","Interior Doors",null,12175,null,null,null,12175]
["1282","Nova Blanche Forman Elementary","Non Accessible Stage",null,null,32500,null,null,32500]
[1282,"Nova Blanche Forman Elementary","Non-accessible Playgrounds",20000,{"$nulls":4},20000]
["1282","Nova Blanche Forman Elementary","Non-accessible Reception Counters",null,null,1300,null,null,1300]
["1282","Nova Blanche Forman Elementary","Showers",{"$nulls":4},2100,2100]
["1282","Nova Blanche Forman Elementary","TDD/TYY Comm. Equipment",null,null,375,null,null,375]
["1282","Nova Blanche Forman Elementary","Visual Alarms at Restrooms",null,null,null,2500,null,2500]
["1282","Nova Blanche Forman Elementary","Visual Alarms location at Corridors",{"$nulls":4},800,800]
["1281","Nova High","Curb Ramps",{"$nulls":4},648,648]
["1281","Nova High","Interior Doors",null,15575,null,null,null,15575]
["1281","Nova High","Non Accessible Stage",null,65000,null,null,null,65000]
["1281","Nova High","Non-Accessible Pool (Lift)",{"$nulls":4},8000,8000]
["1281","Nova High","Showers",null,null,8850,null,null,8850]
["1281","Nova High","Signage",null,8565,null,null,null,8565]
["1281","Nova High","Visual Alarms at Restrooms",null,null,null,2500,null,2500]
[1281,"Nova High","Wheelchair Area at Bleachers",{"$nulls":4},15000,15000]
["1311","Nova Middle","Curb Ramps",{"$nulls":4},648,648]
["1311","Nova Middle","Exterior Doors",null,975,null,null,null,975]
["1311","Nova Middle","Non Accessible Stage",null,null,32500,null,null,32500]
["1311","Nova Middle","Non-accessible Reception Counters",null,null,2600,null,null,2600]
["0031","Oakland Park Elementary","Interior Doors",10925,{"$nulls":4},10925]
["0031","Oakland Park Elementary","Non Accessible Stage",null,32500,null,null,null,32500]
["0031","Oakland Park Elementary","Non-accessible Reception Counters",null,null,1300,null,null,1300]
["0031","Oakland Park Elementary","Showers",null,null,1800,null,null,1800]
["0031","Oakland Park Elementary","Signage",null,3045,null,null,null,3045]
["0031","Oakland Park Elementary","TDD/TYY Comm. Equipment",null,null,375,null,null,375]
["0461","Oakridge Elementary","Area of Rescue Assistance",21600,{"$nulls":4},21600]
["0461","Oakridge Elementary","Exterior Doors",null,5975,null,null,null,5975]
["0461","Oakridge Elementary","Interior Doors",19525,{"$nulls":4},19525]
["0461","Oakridge Elementary","Non Accessible Stage",null,32500,null,null,null,32500]
["0461","Oakridge Elementary","Non-accessible Reception Counters",null,null,1300,null,null,1300]
["0461","Oakridge Elementary","Signage",null,570,null,null,null,570]
["0461","Oakridge Elementary","Visual Alarms at Restrooms",null,null,null,3000,null,3000]
["0461","Oakridge Elementary","Visual Alarms location at Corridors",null,null,null,400,null,400]
["0471","Olsen Middle","Curb Ramps",null,null,null,3048,null,3048]
["0471","Olsen Middle","Handrails at Existing Ramps",null,null,null,1350,null,1350]
["0471","Olsen Middle","Interior Doors",null,null,7425,null,null,7425]
["0471","Olsen Middle","Non-accessible Reception Counters",null,2600,null,null,null,2600]
["0471","Olsen Middle","Restrooms",null,null,null,900,null,900]
["0471","Olsen Middle","Signage",null,2880,null,null,null,2880]
["0711","Orange Brook Elementary","Curb Ramps",null,null,null,54,null,54]
["0711","Orange Brook Elementary","Visual Alarms at Restrooms",null,null,null,1500,null,1500]
["0711","Orange Brook Elementary","Visual Alarms location at Corridors",null,null,null,400,null,400]
["1831","Oriole Elementary","Automobile & Van Accessible Parking Spaces",null,null,1800,null,null,1800]
["1831","Oriole Elementary","Curb Ramps",null,27,null,null,null,27]
["1831","Oriole Elementary","Interior Doors",null,null,800,null,null,800]
["1831","Oriole Elementary","Restrooms",null,null,89500,null,null,89500]
["1831","Oriole Elementary","Showers",null,null,3900,null,null,3900]
["1831","Oriole Elementary","Signage",null,null,75,null,null,75]
["1831","Oriole Elementary","TDD/TYY Comm. Equipment",375,{"$nulls":4},375]
["3311","Palm Cove Elementary","Interior Doors",null,2400,null,null,null,2400]
["3311","Palm Cove Elementary","Non-accessible Reception Counters",null,1300,null,null,null,1300]
["3311","Palm Cove Elementary","Restrooms",null,1800,null,null,null,1800]
["3311","Palm Cove Elementary","Signage",null,null,5310,null,null,5310]
["3311","Palm Cove Elementary","TDD/TYY Comm. Equipment",null,null,375,null,null,375]
["3311","Palm Cove Elementary","Visual Alarms at Restrooms",4500,{"$nulls":4},4500]
["1131","Palmview Elementary","Restrooms",null,29950,null,null,null,29950]
["1131","Palmview Elementary","Signage",null,4065,null,null,null,4065]
["1131","Palmview Elementary","TDD/TYY Comm. Equipment",375,{"$nulls":4},375]
["1131","Palmview Elementary","Visual Alarms at Restrooms",{"$nulls":4},4000,4000]
["1951","Park Ridge Elementary","Interior Doors",null,9675,null,null,null,9675]
["1951","Park Ridge Elementary","Restrooms",50000,{"$nulls":4},50000]
["1951","Park Ridge Elementary","Signage",null,180,null,null,null,180]
["1951","Park Ridge Elementary","TDD/TYY Comm. Equipment",null,375,null,null,null,375]
["3171","Park Springs Elementary","Curb Ramps",null,null,null,2400,null,2400]
["3171","Park Springs Elementary","Interior Doors",null,null,10000,null,null,10000]
["3171","Park Springs Elementary","Non Accessible Stage",null,null,32500,null,null,32500]
["3171","Park Springs Elementary","Signage",null,null,6225,null,null,6225]
["3171","Park Springs Elementary","Visual Alarms at Restrooms",{"$nulls":4},5500,5500]
["0701","Parkway Middle","Non-accessible Reception Counters",null,2600,null,null,null,2600]
["0701","Parkway Middle","Signage",null,null,2880,null,null,2880]
["0701","Parkway Middle","TDD/TYY Comm. Equipment",null,375,null,null,null,375]
["2071","Pasadena Lakes Elementary","Handrails at Existing Ramps",{"$nulls":4},1350,1350]
["2071","Pasadena Lakes Elementary","Non-accessible Reception Counters",null,1300,null,null,null,1300]
["2071","Pasadena Lakes Elementary","Restrooms",175860,{"$nulls":4},175860]
["2071","Pasadena Lakes Elementary","Showers",null,null,1800,null,null,1800]
["2071","Pasadena Lakes Elementary","Signage",null,null,2115,null,null,2115]
["2071","Pasadena Lakes Elementary","Visual Alarms at Restrooms",null,null,null,2500,null,2500]
["2071","Pasadena Lakes Elementary","Visual Alarms location at Corridors",{"$nulls":4},800,800]
["2661","Pembroke Lakes Elementary","Automobile & Van Accessible Parking Spaces",null,null,1800,null,null,1800]
["2661","Pembroke Lakes Elementary","Curb Ramps",null,null,null,27,null,27]
["2661","Pembroke Lakes Elementary","Non Accessible Stage",null,32500,null,null,null,32500]
["2661","Pembroke Lakes Elementary","Signage",null,null,5280,null,null,5280]
["2661","Pembroke Lakes Elementary","TDD/TYY Comm. Equipment",375,{"$nulls":4},375]
["2661","Pembroke Lakes Elementary","Visual Alarms at Restrooms",null,null,null,2500,null,2500]
["2661","Pembroke Lakes Elementary","Visual Alarms location at Corridors",null,null,null,400,null,400]
["2661","Pembroke Lakes Elementary","Non-accessible Playgrounds",40000,{"$nulls":4},40000]
["1221","Pembroke Pines Elementary","Automobile & Van Accessible Parking Spaces",1800,{"$nulls":4},1800]
["1221","Pembroke Pines Elementary","Curb Ramps",{"$nulls":4},2427,2427]
["1221","Pembroke Pines Elementary","Interior Doors",7075,{"$nulls":4},7075]
["1221","Pembroke Pines Elementary","Signage",2760,{"$nulls":4},2760]
["1221","Pembroke Pines Elementary","Visual Alarms at Restrooms",{"$nulls":4},4000,4000]
["1221","Pembroke Pines Elementary","Visual Alarms location at Corridors",null,null,null,400,null,400]
["1631","Perry, Annabel Elementary","Automobile & Van Accessible Parking Spaces",1800,{"$nulls":4},1800]
["1631","Perry, Annabel Elementary","Curb Ramps",{"$nulls":4},2427,2427]
["1631","Perry, Annabel Elementary","Interior Doors",6525,{"$nulls":4},6525]
["1631","Perry, Annabel Elementary","Restrooms",29950,{"$nulls":4},29950]
["1631","Perry, Annabel Elementary","Signage",null,null,null,3975,null,3975]
["1011","Perry, Henry D. Middle","Curb Ramps",{"$nulls":4},648,648]
["1011","Perry, Henry D. Middle","Interior Doors",8300,{"$nulls":4},8300]
["1011","Perry, Henry D. Middle","Non-accessible Reception Counters",null,2600,null,null,null,2600]
["1011","Perry, Henry D. Middle","Non-verbal Communication System at Elevators",{"$nulls":4},560,560]
["1011","Perry, Henry D. Middle","Restrooms",{"$nulls":4},52700,52700]
["1011","Perry, Henry D. Middle","Showers",{"$nulls":4},4200,4200]
["1011","Perry, Henry D. Middle","Signage",null,3650,null,null,null,3650]
["1011","Perry, Henry D. Middle","Visual Alarms at Restrooms",{"$nulls":4},3000,3000]
["1011","Perry, Henry D. Middle","Visual Alarms location at Corridors",null,null,null,400,null,400]
["0931","Peters Elementary","Non-accessible Reception Counters",null,1300,null,null,null,1300]
["0931","Peters Elementary","Restrooms",56900,{"$nulls":4},56900]
["0931","Peters Elementary","TDD/TYY Comm. Equipment",null,375,null,null,null,375]
["0653","Pine Ridge Alternative Center","Curb Ramps",null,null,null,2400,null,2400]
["0653","Pine Ridge Alternative Center","Exterior Doors",1550,{"$nulls":4},1550]
["0653","Pine Ridge Alternative Center","Interior Doors",null,5275,null,null,null,5275]
["0653","Pine Ridge Alternative Center","Non-accessible Reception Counters",null,1300,null,null,null,1300]
["0653","Pine Ridge Alternative Center","Restrooms",{"$nulls":4},81300,81300]
["0653","Pine Ridge Alternative Center","Signage",null,null,null,860,null,860]
["2861","Pines Lakes Elementary","Automobile & Van Accessible Parking Spaces",3600,{"$nulls":4},3600]
["2861","Pines Lakes Elementary","Handrails at Existing Ramps",null,null,null,1350,null,1350]
["2861","Pines Lakes Elementary","Non Accessible Stage",null,32500,null,null,null,32500]
["2861","Pines Lakes Elementary","Showers",2250,{"$nulls":4},2250]
["2861","Pines Lakes Elementary","Signage",4290,{"$nulls":4},4290]
["2861","Pines Lakes Elementary","Visual Alarms at Restrooms",null,null,null,3000,null,3000]
["2861","Pines Lakes Elementary","Visual Alarms location at Corridors",{"$nulls":4},800,800]
["2861","Pines Lakes Elementary","Non-accessible Playgrounds",60000,{"$nulls":4},60000]
["1881","Pines Middle","Interior Doors",null,null,9275,null,null,9275]
["1881","Pines Middle","Restrooms",null,null,null,101940,null,101940]
["1881","Pines Middle","Signage",null,null,null,1095,null,1095]
["2811","Pinewood Elementary","Interior Doors",null,2000,null,null,null,2000]
["2811","Pinewood Elementary","Restrooms",110385,{"$nulls":4},110385]
["2811","Pinewood Elementary","Showers",null,null,2250,null,null,2250]
["2811","Pinewood Elementary","Signage",null,null,4455,null,null,4455]
["2811","Pinewood Elementary","TDD/TYY Comm. Equipment",null,null,375,null,null,375]
["2811","Pinewood Elementary","Visual Alarms at Restrooms",null,null,null,2500,null,2500]
["2571","Pioneer Middle","Automobile & Van Accessible Parking Spaces",null,null,3600,null,null,3600]
["2571","Pioneer Middle","Interior Doors",null,11125,null,null,null,11125]
["2571","Pioneer Middle","Non-accessible Reception Counters",null,null,1300,null,null,1300]
["2571","Pioneer Middle","Restrooms",82710,{"$nulls":4},82710]
["2571","Pioneer Middle","Showers",null,null,null,4800,null,4800]
["2571","Pioneer Middle","Signage",null,null,null,390,null,390]
["1901","Piper High","Automobile & Van Accessible Parking Spaces",null,null,3600,null,null,3600]
["1901","Piper High","Handrails at Existing Ramps",{"$nulls":4},1350,1350]
["1901","Piper High","Interior Doors",null,12475,null,null,null,12475]
["1901","Piper High","Non-accessible Reception Counters",null,2600,null,null,null,2600]
["1901","Piper High","Restrooms",null,58212,null,null,null,58212]
["1901","Piper High","Showers",null,null,6600,null,null,6600]
["1901","Piper High","Signage",null,1890,null,null,null,1890]
["1901","Piper High","TDD/TYY Comm. Equipment",null,null,375,null,null,375]
[1901,"Piper High","Wheelchair Area at Bleachers",{"$nulls":4},15000,15000]
["1451","Plantation High","Curb Ramps",{"$nulls":4},3048,3048]
["1451","Plantation High","Handrails at Existing Ramps",{"$nulls":4},1350,1350]
["1451","Plantation High","Interior Doors",null,13925,null,null,null,13925]
["1451","Plantation High","Non-accessible Reception Counters",null,2600,null,null,null,2600]
["1451","Plantation High","Showers",{"$nulls":4},4500,4500]
["1451","Plantation High","Signage",null,5250,null,null,null,5250]
["1451","Plantation High","TDD/TYY Comm. Equipment",375,{"$nulls":4},375]
[1451,"Plantation High","Wheelchair Area at Bleachers",{"$nulls":4},15000,15000]
["0551","Plantation Middle","Area of Rescue Assistance",null,21600,null,null,null,21600]
["0551","Plantation Middle","Automobile & Van Accessible Parking Spaces",null,null,3600,null,null,3600]
["0551","Plantation Middle","Curb Ramps",null,null,null,648,null,648]
["0551","Plantation Middle","Exterior Doors",null,2175,null,null,null,2175]
["0551","Plantation Middle","Signage",null,null,1870,null,null,1870]
["0551","Plantation Middle","Interior Doors",null,13300,null,null,null,13300]
["0551","Plantation Middle","Non-accessible Reception Counters",null,null,2600,null,null,2600]
["0551","Plantation Middle","Showers",null,null,4950,null,null,4950]
["0551","Plantation Middle","TDD/TYY Comm. Equipment",null,375,null,null,null,375]
["0551","Plantation Middle","Visual Alarms at Restrooms",null,null,null,2000,null,2000]
["1251","Plantation Park Elementary","Automobile & Van Accessible Parking Spaces",null,null,3600,null,null,3600]
["1251","Plantation Park Elementary","Interior Doors",4700,{"$nulls":4},4700]
["1251","Plantation Park Elementary","Non-accessible Playgrounds",null,20000,null,null,null,20000]
["1251","Plantation Park Elementary","Non-accessible Reception Counters",null,null,1300,null,null,1300]
["1251","Plantation Park Elementary","TDD/TYY Comm. Equipment",375,{"$nulls":4},375]
["1251","Plantation Park Elementary","Visual Alarms location at Corridors",{"$nulls":4},400,400]
["0751","Pompano Beach Elementary","Interior Doors",4000,{"$nulls":4},4000]
["0751","Pompano Beach Elementary","Non-accessible Playgrounds",40000,{"$nulls":4},40000]
["0751","Pompano Beach Elementary","Restrooms",null,23405,null,null,null,23405]
["0751","Pompano Beach Elementary","Signage",null,null,6585,null,null,6585]
["0751","Pompano Beach Elementary","Visual Alarms at Restrooms",5500,{"$nulls":4},5500]
["0021","Pompano Beach Middle","Interior Doors",17125,{"$nulls":4},17125]
["0021","Pompano Beach Middle","Non Accessible Stage",null,32500,null,null,null,32500]
["0021","Pompano Beach Middle","Non-accessible Reception Counters",null,1300,null,null,null,1300]
["0021","Pompano Beach Middle","Restrooms",null,null,104470,null,null,104470]
["0021","Pompano Beach Middle","Signage",null,null,2700,null,null,2700]
["3121","Quiet Waters Elementary","Curb Ramps",null,null,null,2400,null,2400]
["3121","Quiet Waters Elementary","Restrooms",null,null,null,23750,null,23750]
["3121","Quiet Waters Elementary","Signage",null,6225,null,null,null,6225]
["3121","Quiet Waters Elementary","TDD/TYY Comm. Equipment",null,375,null,null,null,375]
["3121","Quiet Waters Elementary","Visual Alarms at Restrooms",{"$nulls":4},5500,5500]
["2721","Ramblewood Elementary","Automobile & Van Accessible Parking Spaces",null,null,3600,null,null,3600]
["2721","Ramblewood Elementary","Restrooms",{"$nulls":4},127310,127310]
["2721","Ramblewood Elementary","Showers",null,null,2550,null,null,2550]
["2721","Ramblewood Elementary","Signage",null,3165,null,null,null,3165]
["2721","Ramblewood Elementary","TDD/TYY Comm. Equipment",null,null,375,null,null,375]
["2721","Ramblewood Elementary","Visual Alarms location at Corridors",{"$nulls":4},400,400]
["2711","Ramblewood Middle","Curb Ramps",{"$nulls":4},3048,3048]
["2711","Ramblewood Middle","Interior Doors",null,null,13225,null,null,13225]
["2711","Ramblewood Middle","Non-accessible Reception Counters",null,null,1300,null,null,1300]
["2711","Ramblewood Middle","Restrooms",null,null,null,102720,null,102720]
["2711","Ramblewood Middle","Showers",null,null,null,2400,null,2400]
["2711","Ramblewood Middle","Signage",null,null,3330,null,null,3330]
["2711","Ramblewood Middle","Visual Alarms location at Corridors",400,{"$nulls":4},400]
["2121","Rickards Middle","Interior Doors",null,1625,null,null,null,1625]
["2121","Rickards Middle","Non-accessible Reception Counters",null,1300,null,null,null,1300]
["2121","Rickards Middle","Restrooms",null,null,125140,null,null,125140]
["2121","Rickards Middle","Signage",null,null,300,null,null,300]
["2121","Rickards Middle","Visual Alarms location at Corridors",null,null,null,400,null,400]
["2891","Riverglades Elementary","Exterior Doors",600,{"$nulls":4},600]
["2891","Riverglades Elementary","Interior Doors",null,3000,null,null,null,3000]
["2891","Riverglades Elementary","Non-accessible Playgrounds",20000,{"$nulls":4},20000]
["2891","Riverglades Elementary","Non-verbal Communication System at Elevators",{"$nulls":4},560,560]
["2891","Riverglades Elementary","Restrooms",{"$nulls":4},121090,121090]
["2891","Riverglades Elementary","Signage",null,4440,null,null,null,4440]
["2891","Riverglades Elementary","Visual Alarms at Restrooms",null,null,null,2500,null,2500]
["0151","Riverland Elementary","Restrooms",null,42950,null,null,null,42950]
["0151","Riverland Elementary","Visual Alarms at Restrooms",{"$nulls":4},3500,3500]
["3031","Riverside Elementary","Restrooms",{"$nulls":4},104055,104055]
["3031","Riverside Elementary","Signage",null,null,4395,null,null,4395]
["3031","Riverside Elementary","TDD/TYY Comm. Equipment",null,375,null,null,null,375]
["3031","Riverside Elementary","Visual Alarms at Restrooms",null,null,null,4500,null,4500]
["3031","Riverside Elementary","Visual Alarms location at Corridors",null,null,null,400,null,400]
["0681","Rock Island Elementary","Non Accessible Stage",null,32500,null,null,null,32500]
["0681","Rock Island Elementary","Restrooms",null,null,281680,null,null,281680]
["0681","Rock Island Elementary","Signage",null,3170,null,null,null,3170]
["0681","Rock Island Elementary","TDD/TYY Comm. Equipment",null,null,375,null,null,375]
["0681","Rock Island Elementary","Visual Alarms at Restrooms",{"$nulls":4},3500,3500]
["1851","Royal Palm Elementary","Exterior Doors",350,{"$nulls":4},350]
["1851","Royal Palm Elementary","Restrooms",null,null,null,93600,null,93600]
["1851","Royal Palm Elementary","Signage",null,null,4800,null,null,4800]
["0891","Sanders Park Elementary","Restrooms",null,150300,null,null,null,150300]
["0891","Sanders Park Elementary","Signage",null,null,null,1350,null,1350]
["0891","Sanders Park Elementary","TDD/TYY Comm. Equipment",375,{"$nulls":4},375]
["0891","Sanders Park Elementary","Visual Alarms at Restrooms",{"$nulls":4},4000,4000]
["3061","Sandpiper Elementary","Interior Doors",7850,{"$nulls":4},7850]
["3061","Sandpiper Elementary","Non-accessible Reception Counters",null,null,1300,null,null,1300]
["3061","Sandpiper Elementary","Restrooms",{"$nulls":4},56600,56600]
["3061","Sandpiper Elementary","Signage",null,null,1590,null,null,1590]
["3061","Sandpiper Elementary","TDD/TYY Comm. Equipment",null,null,null,250,null,250]
["3061","Sandpiper Elementary","Visual Alarms at Restrooms",null,null,null,750,null,750]
["3401","Sawgrass Elementary","Automobile & Van Accessible Parking Spaces",null,null,3600,null,null,3600]
["3401","Sawgrass Elementary","Restrooms",26275,{"$nulls":4},26275]
["3401","Sawgrass Elementary","Signage",null,null,null,565,null,565]
["3401","Sawgrass Elementary","TDD/TYY Comm. Equipment",null,null,null,250,null,250]
["3401","Sawgrass Elementary","Visual Alarms at Restrooms",6750,{"$nulls":4},6750]
["3401","Sawgrass Elementary","Visual Alarms location at Corridors",null,1200,null,null,null,1200]
["3431","Sawgrass Springs Middle","Curb Ramps",null,null,null,648,null,648]
["3431","Sawgrass Springs Middle","Exterior Doors",350,{"$nulls":4},350]
["3431","Sawgrass Springs Middle","Non-accessible Reception Counters",null,1300,null,null,560,1860]
["3431","Sawgrass Springs Middle","Non-verbal Communication System at Elevators",{"$nulls":4},560,560]
["3431","Sawgrass Springs Middle","Showers",null,null,450,null,null,450]
["3431","Sawgrass Springs Middle","Signage",null,1305,null,null,null,1305]
["3431","Sawgrass Springs Middle","Visual Alarms location at Corridors",null,null,null,400,null,400]
["2871","Sea Castle Elementary","Interior Doors",5200,{"$nulls":4},5200]
["2871","Sea Castle Elementary","Restrooms",null,23750,null,null,null,23750]
["2871","Sea Castle Elementary","Signage",null,6135,null,null,null,6135]
["2871","Sea Castle Elementary","TDD/TYY Comm. Equipment",null,null,250,null,null,250]
["2871","Sea Castle Elementary","Visual Alarms at Restrooms",null,null,null,8250,null,8250]
["0601","Seagull School","Curb Ramps",648,{"$nulls":4},648]
["0601","Seagull School","Signage",null,4350,null,null,null,4350]
["0601","Seagull School","Visual Alarms at Restrooms",{"$nulls":4},1000,1000]
["1891","Seminole Middle","Automobile & Van Accessible Parking Spaces",null,null,1800,null,null,1800]
["1891","Seminole Middle","Interior Doors",4775,{"$nulls":4},4775]
["1891","Seminole Middle","Restrooms",{"$nulls":4},60500,60500]
["1891","Seminole Middle","Showers",null,null,4500,null,null,4500]
["1891","Seminole Middle","Signage",null,null,2655,null,null,2655]
["1811","Sheridan Hills Elementary","Automobile & Van Accessible Parking Spaces",null,null,1800,null,null,1800]
["1811","Sheridan Hills Elementary","Restrooms",null,null,null,220505,null,220505]
["1811","Sheridan Hills Elementary","Signage",null,null,null,75,null,75]
["1811","Sheridan Hills Elementary","Visual Alarms at Restrooms",{"$nulls":4},7500,7500]
["1811","Sheridan Hills Elementary","Visual Alarms location at Corridors",null,null,null,400,null,400]
["1321","Sheridan Park Elementary","Automobile & Van Accessible Parking Spaces",null,null,7200,null,null,7200]
["1321","Sheridan Park Elementary","Curb Ramps",{"$nulls":4},2509,2509]
["1321","Sheridan Park Elementary","Interior Doors",5950,{"$nulls":4},5950]
["1321","Sheridan Park Elementary","Restrooms",51350,{"$nulls":4},51350]
["1321","Sheridan Park Elementary","Signage",null,null,2985,null,null,2985]
["1321","Sheridan Park Elementary","TDD/TYY Comm. Equipment",null,null,250,null,null,250]
["1321","Sheridan Park Elementary","Visual Alarms at Restrooms",null,null,null,3000,null,3000]
["1321","Sheridan Park Elementary","Visual Alarms location at Corridors",{"$nulls":4},400,400]
["1051","Sheridan Technical Center","Interior Doors",15750,{"$nulls":4},15750]
["1051","Sheridan Technical Center","Non Accessible Stage",32500,{"$nulls":4},32500]
["1051","Sheridan Technical Center","Non-accessible Reception Counters",null,9100,null,null,null,9100]
["1051","Sheridan Technical Center","Non-verbal Communication System at Elevators",{"$nulls":4},560,560]
["1051","Sheridan Technical Center","Restrooms",{"$nulls":4},134215,134215]
["1051","Sheridan Technical Center","Showers",null,null,null,1500,null,1500]
["1051","Sheridan Technical Center","Signage",null,8595,null,null,null,8595]
["1051","Sheridan Technical Center","Visual Alarms at Restrooms",null,null,null,3500,null,3500]
["2971","Silver Lakes Middle","Automobile & Van Accessible Parking Spaces",null,null,5400,null,null,5400]
["2971","Silver Lakes Middle","Curb Ramps",{"$nulls":4},648,648]
["2971","Silver Lakes Middle","Exterior Doors",null,null,875,null,null,875]
["2971","Silver Lakes Middle","Interior Doors",7750,{"$nulls":4},7750]
["2971","Silver Lakes Middle","Restrooms",80550,{"$nulls":4},80550]
["2971","Silver Lakes Middle","Showers",null,null,2100,null,null,2100]
["3491","Silver Palms Elementary","Restrooms",30805,{"$nulls":4},30805]
["3491","Silver Palms Elementary","Signage",null,450,null,null,null,450]
["3491","Silver Palms Elementary","TDD/TYY Comm. Equipment",null,250,null,null,null,250]
["3491","Silver Palms Elementary","Visual Alarms at Restrooms",{"$nulls":4},6000,6000]
["3081","Silver Ridge Elementary","Automobile & Van Accessible Parking Spaces",null,null,3600,null,null,3600]
["3081","Silver Ridge Elementary","Curb Ramps",null,54,null,null,null,54]
["3081","Silver Ridge Elementary","Exterior Doors",null,null,350,null,null,350]
["3081","Silver Ridge Elementary","Non-accessible Reception Counters",null,null,1300,null,null,1300]
["3081","Silver Ridge Elementary","Restrooms",{"$nulls":4},58550,58550]
["3081","Silver Ridge Elementary","Signage",null,5085,null,null,null,5085]
["3081","Silver Ridge Elementary","TDD/TYY Comm. Equipment",250,{"$nulls":4},250]
["3331","Silver Trail Middle","Curb Ramps",null,null,null,648,null,648]
["3331","Silver Trail Middle","Interior Doors",null,800,null,null,null,800]
["3331","Silver Trail Middle","Signage",null,315,null,null,null,315]
["0405","South Area Alternative Center","Curb Ramps",null,null,null,648,null,648]
["0405","South Area Alternative Center","Exterior Doors",null,null,7075,null,null,7075]
["0405","South Area Alternative Center","Interior Doors",3925,{"$nulls":4},3925]
["0405","South Area Alternative Center","Non Accessible Stage",32500,{"$nulls":4},32500]
["0405","South Area Alternative Center","Non-accessible Reception Counters",null,1300,null,null,null,1300]
["0405","South Area Alternative Center","Restrooms",null,56900,null,null,null,56900]
["0405","South Area Alternative Center","Signage",null,2880,null,null,null,2880]
["0405","South Area Alternative Center","TDD/TYY Comm. Equipment",null,null,375,null,null,375]
["0405","South Area Alternative Center","Visual Alarms at Restrooms",{"$nulls":4},3000,3000]
["0171","South Broward High","Area of Rescue Assistance",21600,{"$nulls":4},21600]
["0171","South Broward High","Curb Ramps",{"$nulls":4},648,648]
["0171","South Broward High","Handrails at Existing Ramps",{"$nulls":4},1350,1350]
["0171","South Broward High","Interior Doors",24100,{"$nulls":4},24100]
["0171","South Broward High","Non Accessible Stage",null,32500,null,null,null,32500]
["0171","South Broward High","Non-Accessible Pool (Lift)",{"$nulls":4},8000,8000]
["0171","South Broward High","Non-accessible Reception Counters",null,null,3900,null,null,3900]
["0171","South Broward High","Signage",null,3555,null,null,null,3555]
["2351","South Plantation High","Area of Rescue Assistance",null,21600,null,null,null,21600]
[2351,"South Plantation High","Home Economics Kitchen Station ADA Retrofitting",{"$nulls":4},12000,12000]
["2351","South Plantation High","Interior Doors",null,18125,null,null,null,18125]
["2351","South Plantation High","Non Accessible Stage",32500,{"$nulls":4},32500]
["2351","South Plantation High","Non-accessible Reception Counters",null,null,2600,null,null,2600]
["2351","South Plantation High","Non-verbal Communication System at Elevators",{"$nulls":4},560,560]
["2351","South Plantation High","Restrooms",null,null,205465,null,null,205465]
["2351","South Plantation High","Showers",null,null,450,null,null,450]
["0691","Stirling Elementary","Restrooms",49210,{"$nulls":4},49210]
["0691","Stirling Elementary","Showers",{"$nulls":4},450,450]
["0691","Stirling Elementary","Signage",null,450,null,null,null,450]
["0691","Stirling Elementary","Visual Alarms at Restrooms",null,null,null,6750,null,6750]
["3011","Stoneman Douglas High","Curb Ramps",null,null,null,648,null,648]
["3011","Stoneman Douglas High","Handrails at Existing Ramps",{"$nulls":4},1350,1350]
["3011","Stoneman Douglas High","Non Accessible Stage",32500,{"$nulls":4},32500]
["3011","Stoneman Douglas High","Non-accessible Reception Counters",null,3900,null,null,null,3900]
["3011","Stoneman Douglas High","Non-verbal Communication System at Elevators",{"$nulls":4},560,560]
["3011","Stoneman Douglas High","Restrooms",44240,{"$nulls":4},44240]
["3011","Stoneman Douglas High","Showers",{"$nulls":4},5100,5100]
["3011","Stoneman Douglas High","Signage",null,null,null,2410,null,2410]
["3011","Stoneman Douglas High","TDD/TYY Comm. Equipment",375,{"$nulls":4},375]
["3011","Stoneman Douglas High","Visual Alarms at Restrooms",null,null,null,3500,null,3500]
[3011,"Stoneman Douglas High","Wheelchair Area at Bleachers",{"$nulls":4},15000,15000]
["0211","Stranahan High","Area of Rescue Assistance",21600,{"$nulls":4},21600]
["0211","Stranahan High","Automobile & Van Accessible Parking Spaces",null,null,5400,null,null,5400]
["0211","Stranahan High","Curb Ramps",{"$nulls":4},648,648]
["0211","Stranahan High","Exterior Doors",null,null,175,null,null,175]
[211,"Stranahan High","Home Economics Kitchen Station ADA Retrofitting",{"$nulls":4},12000,12000]
["0211","Stranahan High","Interior Doors",null,16675,null,null,null,16675]
["0211","Stranahan High","Non Accessible Stage",null,32500,null,null,null,32500]
["0211","Stranahan High","Non-Accessible Pool (Lift)",null,null,null,8000,null,8000]
["0211","Stranahan High","Restrooms",240965,{"$nulls":4},240965]
["0211","Stranahan High","Showers",null,null,null,4350,null,4350]
["0211","Stranahan High","TDD/TYY Comm. Equipment",null,375,null,null,null,375]
["0211","Stranahan High","Visual Alarms at Restrooms",{"$nulls":4},2500,2500]
["0211","Stranahan High","Visual Alarms location at Corridors",null,1200,null,null,null,1200]
["0211","Stranahan High","Wheelchair Area at Bleachers",{"$nulls":4},15000,15000]
["9808","Student Support Serv/ESE","Area of Rescue Assistance",null,64800,null,null,null,64800]
["9808","Student Support Serv/ESE","Curb Ramps",{"$nulls":4},2400,2400]
["9808","Student Support Serv/ESE","Handrails at Existing Ramps",null,null,null,1350,null,1350]
["9808","Student Support Serv/ESE","Interior Doors",9675,{"$nulls":4},9675]
["9808","Student Support Serv/ESE","Non Accessible Stage",null,32500,null,null,null,32500]
["9808","Student Support Serv/ESE","Restrooms",null,null,121495,null,null,121495]
["9808","Student Support Serv/ESE","Showers",null,null,12000,null,null,12000]
["9808","Student Support Serv/ESE","Signage",null,null,2465,null,null,2465]
["9808","Student Support Serv/ESE","TDD/TYY Comm. Equipment",null,null,375,null,null,375]
["9808","Student Support Serv/ESE","Visual Alarms at Restrooms",{"$nulls":4},2500,2500]
["0611","Sunland Park Elementary","Interior Doors",null,2000,null,null,null,2000]
["0611","Sunland Park Elementary","Restrooms",23650,{"$nulls":4},23650]
["0611","Sunland Park Elementary","Signage",null,75,null,null,null,75]
["0611","Sunland Park Elementary","TDD/TYY Comm. Equipment",null,250,null,null,null,250]
["0251","Sunrise Middle","Automobile & Van Accessible Parking Spaces",null,null,1800,null,null,1800]
["0251","Sunrise Middle","Exterior Doors",null,175,null,null,null,175]
["0251","Sunrise Middle","Interior Doors",10900,{"$nulls":4},10900]
["0251","Sunrise Middle","Non-accessible Reception Counters",null,null,1300,null,null,1300]
["0251","Sunrise Middle","Signage",null,null,3330,null,null,3330]
["0422","Sunset Learning Center","Interior Doors",null,350,null,null,null,350]
["0422","Sunset Learning Center","Restrooms",null,8100,null,null,null,8100]
["0422","Sunset Learning Center","Signage",null,null,null,180,null,180]
["0422","Sunset Learning Center","TDD/TYY Comm. Equipment",375,{"$nulls":4},375]
["1171","Sunshine Elementary","Exterior Doors",null,6875,null,null,null,6875]
["1171","Sunshine Elementary","Interior Doors",null,null,11750,null,null,11750]
["1171","Sunshine Elementary","Non-accessible Reception Counters",null,1300,null,null,null,1300]
["1171","Sunshine Elementary","Signage",null,null,4770,null,null,4770]
["1171","Sunshine Elementary","TDD/TYY Comm. Equipment",null,375,null,null,null,375]
["2621","Tamarac Elementary","Handrails at Existing Ramps",null,null,null,1350,null,1350]
["2621","Tamarac Elementary","Interior Doors",null,null,3825,null,null,3825]
["2621","Tamarac Elementary","Non-verbal Communication System at Elevators",{"$nulls":4},560,560]
["2621","Tamarac Elementary","Restrooms",{"$nulls":4},127310,127310]
["2621","Tamarac Elementary","Showers",null,null,2550,null,null,2550]
["2621","Tamarac Elementary","Signage",null,null,3165,null,null,3165]
["2621","Tamarac Elementary","TDD/TYY Comm. Equipment",null,null,375,null,null,375]
["2751","Taravella J P High","Automobile & Van Accessible Parking Spaces",null,null,10800,null,null,10800]
["2751","Taravella J P High","Curb Ramps",null,null,null,648,null,648]
["2751","Taravella J P High","Handrails at Existing Ramps",null,1350,null,null,null,1350]
["2751","Taravella J P High","Non-accessible Reception Counters",null,null,2600,null,null,2600]
["2751","Taravella J P High","Non-verbal Communication System at Elevators",{"$nulls":4},560,560]
["2751","Taravella J P High","Restrooms",null,55744,null,null,null,55744]
["2751","Taravella J P High","Showers",null,null,5700,null,null,5700]
["2751","Taravella J P High","Signage",null,4770,null,null,null,4770]
["2751","Taravella J P High","TDD/TYY Comm. Equipment",null,null,375,null,null,375]
["2751","Taravella J P High","Visual Alarms at Restrooms",{"$nulls":4},2500,2500]
[2751,"Taravella J P High","Wheelchair Area at Bleachers",{"$nulls":4},15000,15000]
["0571","Tedder Elementary","Curb Ramps",null,null,null,2400,null,2400]
["0571","Tedder Elementary","Interior Doors",null,null,7700,null,null,7700]
["0571","Tedder Elementary","Non-accessible Playgrounds",null,40000,null,null,null,40000]
["0571","Tedder Elementary","Non-accessible Reception Counters",null,null,1300,null,null,1300]
["0571","Tedder Elementary","Restrooms",null,null,153205,null,null,153205]
["0571","Tedder Elementary","Signage",null,null,4680,null,null,4680]
["0571","Tedder Elementary","TDD/TYY Comm. Equipment",null,null,375,null,null,375]
["0571","Tedder Elementary","Visual Alarms at Restrooms",null,null,null,1000,null,1000]
["0571","Tedder Elementary","Visual Alarms location at Corridors",null,null,null,1600,null,1600]
["3151","Tequesta Trace Middle","Curb Ramps",{"$nulls":4},2400,2400]
["3151","Tequesta Trace Middle","Interior Doors",11125,{"$nulls":4},11125]
["3151","Tequesta Trace Middle","Non-accessible Reception Counters",null,1300,null,null,null,1300]
["3151","Tequesta Trace Middle","Signage",null,3150,null,null,null,3150]
["1021","The Quest Center","Curb Ramps",{"$nulls":4},648,648]
["1021","The Quest Center","Interior Doors",8475,{"$nulls":4},8475]
["1021","The Quest Center","Non-accessible Reception Counters",null,null,2600,null,null,2600]
["1021","The Quest Center","Signage",null,4350,null,null,null,4350]
["1021","The Quest Center","Visual Alarms at Restrooms",null,null,null,5000,null,5000]
["1021","The Quest Center","Visual Alarms location at Corridors",{"$nulls":4},800,800]
["3481","Tradewinds Elementary","Restrooms",56525,{"$nulls":4},56525]
["3481","Tradewinds Elementary","Showers",{"$nulls":4},2850,2850]
["3481","Tradewinds Elementary","Visual Alarms at Restrooms",null,null,null,2500,null,2500]
["0731","Tropical Elementary","Interior Doors",null,4925,null,null,null,4925]
["0731","Tropical Elementary","Restrooms",null,null,220505,null,null,220505]
["0731","Tropical Elementary","Showers",null,null,3450,null,null,3450]
["0731","Tropical Elementary","Signage",null,null,null,75,null,75]
["0731","Tropical Elementary","Visual Alarms at Restrooms",{"$nulls":4},3500,3500]
["1621","Village Elementary","Interior Doors",null,5400,null,null,null,5400]
["1621","Village Elementary","Non-verbal Communication System at Elevators",{"$nulls":4},560,560]
["1621","Village Elementary","Restrooms",null,76340,null,null,null,76340]
["0321","Walker Elementary","Interior Doors",null,8525,null,null,null,8525]
["0321","Walker Elementary","Non-accessible Reception Counters",null,1300,null,null,null,1300]
["0321","Walker Elementary","Restrooms",40350,{"$nulls":4},40350]
["0321","Walker Elementary","Showers",null,null,300,null,null,300]
["0321","Walker Elementary","Signage",null,915,null,null,null,915]
["0511","Watkins Elementary","Interior Doors",null,null,1800,null,null,1800]
["0511","Watkins Elementary","Non-accessible Playgrounds",40000,{"$nulls":4},40000]
["0511","Watkins Elementary","Restrooms",null,null,null,11245,null,11245]
["0511","Watkins Elementary","Signage",null,null,225,null,null,225]
["0511","Watkins Elementary","Visual Alarms at Restrooms",{"$nulls":4},500,500]
["2881","Welleby Elementary","Interior Doors",175,{"$nulls":4},175]
["2881","Welleby Elementary","Restrooms",{"$nulls":4},122090,122090]
["2881","Welleby Elementary","Signage",null,3030,null,null,null,3030]
["2881","Welleby Elementary","TDD/TYY Comm. Equipment",null,null,375,null,null,375]
["2881","Welleby Elementary","Visual Alarms at Restrooms",{"$nulls":4},2500,2500]
["0161","West Hollywood Elementary","Curb Ramps",null,2400,null,null,null,2400]
["0161","West Hollywood Elementary","Exterior Doors",null,925,null,null,null,925]
["0161","West Hollywood Elementary","Handrails at Existing Ramps",null,null,null,1350,null,1350]
["0161","West Hollywood Elementary","Interior Doors",null,null,null,4000,null,4000]
["0161","West Hollywood Elementary","Non-accessible Playgrounds",null,40000,null,null,null,40000]
["0161","West Hollywood Elementary","Non-accessible Reception Counters",null,null,null,1300,null,1300]
["0161","West Hollywood Elementary","Showers",null,null,null,2550,null,2550]
["0161","West Hollywood Elementary","Signage",null,null,null,3705,null,3705]
["2681","Westchester Elementary","Automobile & Van Accessible Parking Spaces",null,null,3600,null,null,3600]
["2681","Westchester Elementary","Curb Ramps",{"$nulls":4},54,54]
["2681","Westchester Elementary","Exterior Doors",null,null,375,null,null,375]
["2681","Westchester Elementary","Interior Doors",null,null,7875,null,null,7875]
["2681","Westchester Elementary","Non-accessible Playgrounds",20000,{"$nulls":4},20000]
["2681","Westchester Elementary","Restrooms",null,null,126800,null,null,126800]
["2681","Westchester Elementary","Signage",null,null,5310,null,null,5310]
["2681","Westchester Elementary","TDD/TYY Comm. Equipment",null,375,null,null,null,375]
["2681","Westchester Elementary","Visual Alarms at Restrooms",{"$nulls":4},2500,2500]
["2681","Westchester Elementary","Visual Alarms location at Corridors",null,null,null,400,null,400]
["2831","Western High","Automobile & Van Accessible Parking Spaces",null,null,9000,null,null,9000]
["2831","Western High","Curb Ramps",null,null,null,648,null,648]
["2831","Western High","Interior Doors",null,null,20075,null,null,20075]
["2831","Western High","Non Accessible Stage",null,32500,null,null,null,32500]
["2831","Western High","Non-verbal Communication System at Elevators",{"$nulls":4},560,560]
["2831","Western High","Restrooms",null,52723,null,null,null,52723]
["2831","Western High","Signage",null,null,5170,null,null,5170]
["2831","Western High","TDD/TYY Comm. Equipment",375,{"$nulls":4},375]
[2831,"Western High","Wheelchair Area at Bleachers",{"$nulls":4},30000,30000]
["2052","Westpine Middle","Automobile & Van Accessible Parking Spaces",null,null,1800,null,null,1800]
["2052","Westpine Middle","Non-accessible Reception Counters",null,null,1300,null,null,1300]
["2052","Westpine Middle","Restrooms",{"$nulls":4},83900,83900]
["2052","Westpine Middle","Signage",null,null,3780,null,null,3780]
["2052","Westpine Middle","TDD/TYY Comm. Equipment",375,{"$nulls":4},375]
["0631","Westwood Heights Elementary","Non Accessible Stage",32500,{"$nulls":4},32500]
["0631","Westwood Heights Elementary","Showers",null,null,600,null,null,600]
["0631","Westwood Heights Elementary","Signage",null,null,450,null,null,450]
["0631","Westwood Heights Elementary","Visual Alarms at Restrooms",{"$nulls":4},1000,1000]
["0631","Westwood Heights Elementary","Visual Alarms location at Corridors",{"$nulls":4},800,800]
["0412","Whiddon-Rogers Annex","Exterior Doors",525,{"$nulls":4},525]
["0412","Whiddon-Rogers Annex","Interior Doors",null,null,null,18025,null,18025]
["0412","Whiddon-Rogers Annex","Non Accessible Stage",32500,{"$nulls":4},32500]
["0412","Whiddon-Rogers Annex","Restrooms",null,65125,null,null,null,65125]
["0412","Whiddon-Rogers Annex","Signage",null,2340,null,null,null,2340]
["0412","Whiddon-Rogers Annex","TDD/TYY Comm. Equipment",375,{"$nulls":4},375]
["0412","Whiddon-Rogers Annex","Visual Alarms at Restrooms",null,null,null,3500,null,3500]
["0412","Whiddon-Rogers Annex","Visual Alarms location at Corridors",{"$nulls":4},1200,1200]
["0452","Whiddon-Rogers ED Ctr","Automobile & Van Accessible Parking Spaces",null,null,1800,null,null,1800]
["0452","Whiddon-Rogers ED Ctr","Exterior Doors",null,null,725,null,null,725]
["0452","Whiddon-Rogers ED Ctr","Interior Doors",4000,{"$nulls":4},4000]
["0452","Whiddon-Rogers ED Ctr","Non Accessible Stage",null,32500,null,null,null,32500]
["0452","Whiddon-Rogers ED Ctr","Non Accessible Stage",32500,{"$nulls":4},32500]
["0452","Whiddon-Rogers ED Ctr","Non-accessible Reception Counters",null,2600,null,null,null,2600]
["0452","Whiddon-Rogers ED Ctr","Non-accessible Reception Counters",null,null,2600,null,null,2600]
["0452","Whiddon-Rogers ED Ctr","Restrooms",67475,{"$nulls":4},67475]
["0452","Whiddon-Rogers ED Ctr","Showers",null,null,1825,null,null,1825]
["0452","Whiddon-Rogers ED Ctr","Signage",null,5600,null,null,null,5600]
["0452","Whiddon-Rogers ED Ctr","TDD/TYY Comm. Equipment",null,null,375,null,null,375]
["0452","Whiddon-Rogers ED Ctr","Visual Alarms at Restrooms",{"$nulls":4},2500,2500]
["1752","Whispering Pines Ctr","Automobile & Van Accessible Parking Spaces",null,null,3600,null,null,3600]
["1752","Whispering Pines Ctr","Exterior Doors",350,{"$nulls":4},350]
["1752","Whispering Pines Ctr","Handrails at Existing Ramps",{"$nulls":4},1350,1350]
["1752","Whispering Pines Ctr","Interior Doors",12975,{"$nulls":4},12975]
["1752","Whispering Pines Ctr","Signage",null,6825,null,null,null,6825]
["1752","Whispering Pines Ctr","TDD/TYY Comm. Equipment",null,null,375,null,null,375]
["1752","Whispering Pines Ctr","Visual Alarms at Restrooms",null,null,null,10000,null,10000]
["0191","Wilton Manors Elementary","Curb Ramps",null,null,null,2400,null,2400]
["0191","Wilton Manors Elementary","Exterior Doors",null,400,null,null,null,400]
["0191","Wilton Manors Elementary","Interior Doors",null,8300,null,null,null,8300]
["0191","Wilton Manors Elementary","Non Accessible Stage",null,null,32500,null,null,32500]
["0191","Wilton Manors Elementary","Signage",null,null,null,440,null,440]
["0191","Wilton Manors Elementary","TDD/TYY Comm. Equipment",375,{"$nulls":4},375]
["0191","Wilton Manors Elementary","Visual Alarms at Restrooms",{"$nulls":4},2000,2000]
["0991","Wingate Oaks Center","Curb Ramps",{"$nulls":4},648,648]
["0991","Wingate Oaks Center","Restrooms",null,1500,null,null,null,1500]
["0991","Wingate Oaks Center","Showers",null,null,600,null,null,600]
["0991","Wingate Oaks Center","Signage",null,2370,null,null,null,2370]
["0991","Wingate Oaks Center","TDD/TYY Comm. Equipment",null,375,null,null,null,375]
["3091","Winston Park Elementary","Interior Doors",2775,{"$nulls":4},2775]
["3091","Winston Park Elementary","Restrooms",{"$nulls":4},23405,23405]
["3091","Winston Park Elementary","Signage",null,6405,null,null,null,6405]
["3321","Young, Virginia S. Elem","Curb Ramps",{"$nulls":4},27,27]
["3321","Young, Virginia S. Elem","Non-accessible Playgrounds",null,40000,null,null,null,40000]
["3321","Young, Virginia S. Elem","Non-accessible Reception Counters",null,null,1300,null,null,1300]
["3321","Young, Virginia S. Elem","Restrooms",null,null,1800,null,null,1800]
["3321","Young, Virginia S. Elem","Signage",null,5310,null,null,null,5310]
["3321","Young, Virginia S. Elem","TDD/TYY Comm. Equipment",null,null,375,null,null,375]
["3001","Young, Virginia S. Elem","Restrooms",{"$nulls":4},40200,40200]
["3001","Young, Virginia S. Elem","Signage",null,4050,null,null,null,4050]
["3001","Young, Virginia S. Elem","Visual Alarms at Restrooms",null,null,null,1000,null,1000]
[]
["1.","BROWARD Total",null,218188492.488,111167263,82244210,85015576,73719338,570334879.488]
[]
["2 .","A schedule of capital outlay projects necessary to ensure the availability of satisfactory student stations for the"]
[null,"projected student enrollment in K-12 programs."]
[null,null,null,"2000-01","2001-02","2002-03","2003-04","2004-05"]
["Loc#","Location","Project","Actual Budget","Projected Cost","Projected Cost","Projected Cost","Projected Cost","5 YEAR TOTAL"]
[]
[1741,"Anderson, Boyd H. High","Classroom Addition",6659240,{"$nulls":4},6659240]
["1741","Anderson, Boyd H. High","New Cafeteria / Kitchen due to excessive capacity",{"$nulls":4},5170261.95,5170261.95]
["1741","Anderson, Boyd H. High","New Media Center due to excessive capacity",{"$nulls":4},3835612.935,3835612.935]
[1791,"Apollo Middle","Classroom Addition",null,1200000,null,null,null,1200000]
[1791,"Apollo Middle","Classroom Addition",null,1278351,214884,80606,null,1573841]
["1791","Apollo Middle","Remodel Media Center to expand for excessive capacity",{"$nulls":4},787458.42,787458.42]
[2221,"Atlantic Technical Center","Classroom Addition",null,3600000,null,null,null,3600000]
[2511,"Atlantic West Elementary","Land",300000,{"$nulls":4},300000]
["2511","Atlantic West Elementary","New Media Center due to excessive capacity",{"$nulls":4},1412779.515,1412779.515]
["0343","Attucks Middle","New Media Center due to excessive capacity",{"$nulls":4},2662222.1850000005,2662222.1850000005]
["0343","Attucks Middle","Remodel Cafeteria / Kitchen to expand for excessive capacity",{"$nulls":4},1265117.28,1265117.28]
["2611","Bair Middle","New Media Center due to excessive capacity",{"$nulls":4},2337232.38,2337232.38]
["2001","Banyan Elementary","New Media Center to expand for excessive capacity",{"$nulls":4},1256178.21,1256178.21]
[641,"Bayview Elementary","Phased Replacement II of III",9100586,{"$nulls":4},9100586]
["0201","Bennett Elementary","New Media Center due to excessive capacity",{"$nulls":4},995176.035,995176.035]
[341,"Bethune, Mary M. Elementary","Classroom Addition",null,null,600000,null,null,600000]
[341,"Bethune, Mary M. Elementary","Phased Replacement II",560941,126818,5609661,null,null,6297420]
[361,"Blanche Ely High","New Construction",4343000,{"$nulls":4},4343000]
[361,"Blanche Ely High","New Construction",9270000,{"$nulls":4},9270000]
["0361","Blanche Ely High","New Media Center to expand for excessive capacity",{"$nulls":4},3458124.2849999997,3458124.2849999997]
[971,"Boulevard Heights Elementary","Cafeteria Replacement",3902360,{"$nulls":4},3902360]
["0971","Boulevard Heights Elementary","Remodel Media Center to expand for excessive capacity",{"$nulls":4},558264.84,558264.84]
[811,"Broadview Elementary","Cafeteria Replacement",1306108,{"$nulls":4},1306108]
[811,"Broadview Elementary","Classroom Addition",193573,1695503,316154,null,null,2205230]
[811,"Broadview Elementary","Land",493770,{"$nulls":4},493770]
["0811","Broadview Elementary","New Media Center due to excessive capacity",{"$nulls":4},1414463.4,1414463.4]
[501,"Broward Estates Elementary","Cafeteria Replacement",2873850,{"$nulls":4},2873850]
[501,"Broward Estates Elementary","Classroom Addition",700000,{"$nulls":4},700000]
[501,"Broward Estates Elementary","First Grade Class Size Reduction Classroom Addition",460000,"","",null,null,460000]
[1461,"Castle Hill Elementary","Classroom Addition / New Cafeteria / Kitchen / Multipurpose area / Stage",6394815,32172,null,null,null,6426987]
[2641,"Central Park Elementary","Classroom Addition",1200000,{"$nulls":4},1200000]
[2641,"Central Park Elementary","Classroom Addition",2204201,{"$nulls":4},2204201]
["TBA","Circle Site - Primary Learning Center","New School",4406970,{"$nulls":4},4406970]
[1421,"Coconut Creek Elementary","Classroom Addition",null,183522,1614224,300363,null,2098109]
["1421","Coconut Creek Elementary","New Cafeteria / Kitchen due to excessive capacity",{"$nulls":4},1809702.3,1809702.3]
["1681","Coconut Creek High","New Cafeteria / Kitchen due to excessive capacity",{"$nulls":4},5247694.2,5247694.2]
["1681","Coconut Creek High","New Media Center due to excessive capacity",{"$nulls":4},3893056.86,3893056.86]
[231,"Colbert Elementary","Classroom Addition",null,1200000,null,null,null,1200000]
[231,"Colbert Elementary","Phased Replacement I of II",null,532473,4400504,315903,null,5248880]
["0231","Colbert Elementary","Remodel Cafeteria / Kitchen to expand for excessive capacity",{"$nulls":4},527821.14,527821.14]
["0331","Collins Elementary","Remodel Media Center to expand for excessive capacity",{"$nulls":4},265921.53,265921.53]
[1211,"Cooper City Elementary","Classroom Addition",600000,{"$nulls":4},600000]
[1211,"Cooper City Elementary","New Cafeteria / Kitchen / Multipurpose area / Stage",null,null,406893,2391063,141664,2939620]
["1931","Cooper City High","Remodel Cafeteria / Kitchen to expand for excessive capacity",{"$nulls":4},1479898.98,1479898.98]
["3041","Coral Park Elementary","New Cafeteria / Kitchen to expand for excessive capacity",{"$nulls":4},1953505.05,1953505.05]
["2551","Coral Springs Elementary","New Media Center due to excessive capacity",{"$nulls":4},1421198.94,1421198.94]
["1151","Coral Springs High","New Media Center due to excessive capacity",{"$nulls":4},3768321.48,3768321.48]
["1151","Coral Springs High","Remodel Cafeteria / Kitchen to expand for excessive capacity",{"$nulls":4},1815338.28,1815338.28]
["2561","Coral Springs Middle","New Media Center to expand for excessive capacity",{"$nulls":4},2310290.22,2310290.22]
["2981","Country Isles Elementary","New Cafeteria / Kitchen to expand for excessive capacity",{"$nulls":4},1953505.05,1953505.05]
[3721,"Country Lakes Middle Site","Site Acquisition",38094,{"$nulls":4},38094]
["0901","Cresthaven Elementary","New Cafeteria / Kitchen due to excessive capacity",{"$nulls":4},1962354.45,1962354.45]
[221,"Croissant Park Elementary","First Grade Class Size Reduction Classroom Addition",460000,"","",null,null,460000]
["1871","Crystal Lake Community Middle","New Media Center to expand for excessive capacity",{"$nulls":4},2431529.94,2431529.94]
[1781,"Cypress Elementary","Classroom Addition",null,119341,1049400,196009,null,1364750]
["1781","Cypress Elementary","New Media Center due to excessive capacity",{"$nulls":4},1269649.29,1269649.29]
["1781","Cypress Elementary","Remodel Cafeteria / Kitchen to expand for excessive capacity",{"$nulls":4},638312.22,638312.22]
[2123,"Cypress Run Alternative / Exceptional Center","New School",null,515032,4537450,405488,null,5457970]
[2123,"Cypress Run Alternative / Exceptional Center","Site expansion.  Must be a separate site.",750000,{"$nulls":4},750000]
["1071","Dandy, William Middle","Remodel Media Center to expand for excessive capacity",{"$nulls":4},812539.56,812539.56]
["0101","Dania Elementary","New Cafeteria / Kitchen due to excessive capacity",{"$nulls":4},1749968.85,1749968.85]
[2801,"Davie Elementary","Classroom Addition",600000,{"$nulls":4},600000]
["2801","Davie Elementary","Remodel Media Center to expand for excessive capacity",{"$nulls":4},554689.8,554689.8]
[11,"Deerfield Beach Elementary","Phased Replacement II of III",7409913,{"$nulls":4},7409913]
[1711,"Deerfield Beach High","Classroom Addition",8938126,1846494,null,null,null,10784620]
["1711","Deerfield Beach High","New Cafeteria / Kitchen to expand for excessive capacity",{"$nulls":4},4349480.1,4349480.1]
["1711","Deerfield Beach High","Remodel Media Center to expand for excessive capacity",{"$nulls":4},1425603.06,1425603.06]
[1711,"Deerfield Beach High","Site Expansion",205000,{"$nulls":4},205000]
["0911","Deerfield Beach Middle","New Media Center due to excessive capacity",{"$nulls":4},2581395.7049999996,2581395.7049999996]
[911,"Deerfield Beach Middle","Phased Replacement",3601578,{"$nulls":4},3601578]
[371,"Dillard High","Classroom Building",3241136,{"$nulls":4},3241136]
[371,"Dillard High","Phased Replacement & New Arts Center",37955855,1150959,null,null,null,39106814]
[0,"District Wide","Capitalized Cost",12000000,8276000,9125000,9125000,12625000,51151000]
[0,"District Wide","COLA",null,1931000,5261000,5376000,5177000,17745000]
[0,"District Wide","Contingency",8388228,2872197,3104381,3229000,1289768,18883574]
[0,"District Wide","Land",3871713,500000,500000,1000000,1000000,6871713]
[79360,"District Wide","Land Acquisition",6758465,{"$nulls":4},6758465]
[0,"District Wide","Legal & Contingency",3600000,3600000,3600000,3600000,3600000,18000000]
[0,"District Wide","Modulars to replace 20 year old Portables",3200000,800000,null,null,null,4000000]
[721,"Driftwood Elementary","Phased Replacement II of II",4958538,{"$nulls":4},4958538]
[861,"Driftwood Middle","Classroom Addition",null,null,1200000,null,null,1200000]
["0861","Driftwood Middle","New Cafeteria / Kitchen due to excessive capacity",{"$nulls":4},3298613.85,3298613.85]
[861,"Driftwood Middle","Phased Replacement",2849667,{"$nulls":4},2849667]
["0861","Driftwood Middle","Remodel Media Center to expand for excessive capacity",{"$nulls":4},1000145.37,1000145.37]
["TBA","Elementary \"Q\"","New School",{"$nulls":4},13700000,13700000]
["TBA","Elementary \"R\"","New School",{"$nulls":4},13700000,13700000]
[3781,"Elementary School \"D-6\"","New School (Parkland)",12912307,{"$nulls":4},12912307]
[3741,"Elementary School \"E-6\"","New School (Miramar)",13147000,{"$nulls":4},13147000]
[3771,"Elementary School \"F-91\"","Elementary F-91 site expansion/easement",583633,{"$nulls":4},583633]
[3771,"Elementary School \"F-91\"","New School (Tamarac)",13753107,{"$nulls":4},13753107]
[3701,"Elementary School \"N-91\"","New School (Fort Lauderdale)",9656047,{"$nulls":4},9656047]
[3701,"Elementary School \"N-91\"","Site Acquisition",3208377,{"$nulls":4},3208377]
["TBA","Elementary School \"O\"","Elementary Site \"O\"",1500000,{"$nulls":4},1500000]
["TBA","Elementary School \"O\"","New School (Coconut Creek / Deerfield area)",1314700,11832300,null,null,null,13147000]
["TBA","Elementary School \"P\"","Elementary Site \"P\"",1700000,{"$nulls":4},1700000]
["TBA","Elementary School \"P\"","New School (Weston . Southwest Ranches area)",1314700,11832300,null,null,null,13147000]
[3761,"Elementary School \"X\"","Elem X Replace Site",112310,{"$nulls":4},112310]
[3761,"Elementary School \"X\"","New School",13922390,{"$nulls":4},13922390]
[3191,"Embassy Creek Elementary","Classroom Addition",null,600000,null,null,null,600000]
[2942,"Everglades Elementary","Existing Project",851577,{"$nulls":4},851577]
[1641,"Fairway Elementary","First Grade Class Size Reduction Classroom Addition",1150000,{"$nulls":4},1150000]
[3622,"Falcon Cove \"KK\"","New School (Weston)",7114335,{"$nulls":4},7114335]
[851,"Floranada Elementary","Replacement",1614680,{"$nulls":4},1614680]
["3051","Forest Glen Middle","New Media Center due to excessive capacity",{"$nulls":4},2317025.76,2317025.76]
["2631","Forest Hills Elementary","New Media Center due to excessive capacity",{"$nulls":4},1395940.6649999998,1395940.6649999998]
[951,"Fort Lauderdale High","Classroom Addition",3750000,{"$nulls":4},3750000]
[951,"Fort Lauderdale High","Phased Replacement",11547309,1668343,970203,null,null,14185855]
["0921","Foster, Stephen Elementary","Remodel Cafeteria / Kitchen to expand for excessive capacity",{"$nulls":4},556980.06,556980.06]
["3531","Fox Trail Elementary","Remodel Media Center to expand for excessive capacity",{"$nulls":4},634988.55,634988.55]
[131,"Hallandale Elementary","Phased Replacement II of II",13437332,{"$nulls":4},13437332]
["0403","Hallandale High","Remodel Cafeteria / Kitchen to expand for excessive capacity",{"$nulls":4},1404543.84,1404543.84]
["0403","Hallandale High","Remodel Media Center to expand for excessive capacity",{"$nulls":4},1345695.33,1345695.33]
[3131,"Hawkes Bluff Elementary","First Grade Class Size Reduction Classroom Addition",460000,"","",null,null,460000]
[3541,"High School \"GGG\"","Land Acquisition",1823568,{"$nulls":4},1823568]
[3541,"High School \"GGG\"","New School (Coconut Creek)",6104345,37863169,3057000,null,null,47024514]
[3623,"High School \"HHH\"","New School (Weston)",40232812,6460010,null,null,null,46692822]
["TBA","High School \"III\"","Land Development",5000000,{"$nulls":4},5000000]
["TBA","High School \"III\"","New School (Miramar)",6136649,37863169,3057000,null,null,47056818]
["TBA","High School \"JJJ\"","New School",{"$nulls":4},25000000,25000000]
["TBA","High School \"LLL\"","New School",{"$nulls":4},25000000,25000000]
["0121","Hollywood Central Elementary","New Cafeteria / Kitchen due to excessive capacity",{"$nulls":4},1931381.55,1931381.55]
["0121","Hollywood Central Elementary","New Media Center to expand for excessive capacity",{"$nulls":4},1470031.6050000002,1470031.6050000002]
[111,"Hollywood Hills Elementary","Classroom Addition",null,null,1800000,null,null,1800000]
[111,"Hollywood Hills Elementary","Phased Replacement II of III",null,492139,3707171,null,null,4199310]
["1661","Hollywood Hills High","New Media Center due to excessive capacity",{"$nulls":4},3003496.65,3003496.65]
["1761","Hollywood Park Elementary","New Cafeteria / Kitchen due to excessive capacity",{"$nulls":4},1727845.35,1727845.35]
["2531","Horizon Elementary","New Media Center due to excessive capacity",{"$nulls":4},1259545.98,1259545.98]
[2991,"Huntington Elementary Site","Site expansion",1000586,{"$nulls":4},1000586]
["3471","Indian Ridge Middle","Remodel Media Center to expand for excessive capacity",{"$nulls":4},967495.2,967495.2]
[1611,"King, Martin Luther Elementary","New Cafeteria / Kitchen / Multipurpose area / Stage",254791,53988,null,null,null,308779]
[831,"Lake Forest Elementary","First Grade Class Size Reduction Classroom Addition",920000,{"$nulls":4},920000]
["0831","Lake Forest Elementary","New Cafeteria / Kitchen due to excessive capacity",{"$nulls":4},1668111.9,1668111.9]
[831,"Lake Forest Elementary","Phased Replacement II of II",6093116,945306,123262,null,null,7161684]
["0621","Larkdale Elementary","New Cafeteria / Kitchen to expand for excessive capacity",{"$nulls":4},1668111.9,1668111.9]
["0621","Larkdale Elementary","Remodel Media Center to expand for excessive capacity",{"$nulls":4},428893.08,428893.08]
["1701","Lauderdale Lakes Middle","Remodel Media Center to expand for excessive capacity",{"$nulls":4},692272.98,692272.98]
[431,"Lauderdale Manors Elementary","New Cafeteria / Kitchen / Multipurpose area / Stage",2286130,287589,null,null,null,2573719]
["1391","Lauderhill Middle","New Media Center to expand for excessive capacity",{"$nulls":4},2146953.375,2146953.375]
["1391","Lauderhill Middle","Remodel Cafeteria / Kitchen to expand for excessive capacity",{"$nulls":4},944034,944034]
[1091,"Lloyd Estates Elementary","First Grade Class Size Reduction Classroom Addition",460000,{"$nulls":4},460000]
[3101,"Lyons Creek Middle \"HH\"","New School",4961839,{"$nulls":4},4961839]
["2741","Maplewood Elementary","New Media Center due to excessive capacity",{"$nulls":4},1390889.01,1390889.01]
[1161,"Margate Elementary","Classroom Addition",1738361,348250,null,null,null,2086611]
[1161,"Margate Elementary","First Grade Class Size Reduction Classroom Addition",460000,{"$nulls":4},460000]
["1161","Margate Elementary","New Cafeteria / Kitchen to expand for excessive capacity",{"$nulls":4},1809702.3,1809702.3]
[581,"Margate Middle","Classroom Addition",2575490,423408,143052,null,null,3141950]
["0581","Margate Middle","New Cafeteria / Kitchen to expand for excessive capacity",{"$nulls":4},2834020.35,2834020.35]
["0581","Margate Middle","New Media Center to expand for excessive capacity",{"$nulls":4},2157056.685,2157056.685]
[1671,"Markham, Robert Elementary","New Cafeteria / Kitchen / Multipurpose area / Stage",2292916,260196,null,null,null,2553112]
[241,"McArthur High","Classroom Addition/Phased Repl. II of III",10200838,1362433,null,null,null,11563271]
[241,"McArthur High","Phased Replacement III of III",9270000,1854000,null,null,null,11124000]
["0841","McNab Elementary","New Media Center to expand for excessive capacity",{"$nulls":4},1422882.825,1422882.825]
[841,"McNab Elementary","Phase III of III",6000000,{"$nulls":4},6000000]
[841,"McNab Elementary","Phased Replacement II of III",5528633,{"$nulls":4},5528633]
[481,"McNicol Middle","Phased Replacement School",756587,{"$nulls":4},756587]
[761,"Meadowbrook Elementary","Phased Replacement School",5303184,{"$nulls":4},5303184]
["TBA","Middle \"NN\"","New School",{"$nulls":4},19137000,19137000]
["TBA","Middle \"OO\"","New School",{"$nulls":4},26000000,26000000]
[3702,"Middle School \"GG\"","New School (Fort Lauderdale)",16659457,2997648,null,null,null,19657105]
[3711,"Middle School \"II\"","New School (Tamarac)",19193938,2000000,null,null,null,21193938]
[3611,"Middle School \"LL\"","Land Development",600000,{"$nulls":4},600000]
[3611,"Middle School \"LL\"","New School (Parkland)",null,20570000,3630000,null,null,24200000]
[3671,"Middle School \"MM\"","New School (Miramar)",25676605,{"$nulls":4},25676605]
[1751,"Miramar High","Classroom Addition",900655,7076695,null,null,null,7977350]
["1751","Miramar High","New Cafeteria / Kitchen due to excessive capacity",{"$nulls":4},4880444.1,4880444.1]
["1841","Mirror Lake Elementary","New Cafeteria / Kitchen to expand for excessive capacity",{"$nulls":4},1588467.3,1588467.3]
["2691","Morrow Elementary","New Media Center due to excessive capacity",{"$nulls":4},1476767.145,1476767.145]
[2671,"Nob Hill Elementary","Classroom Addition",null,null,1200000,null,null,1200000]
[561,"Norcrest Elementary","Phased Replacement",5165048,{"$nulls":4},5165048]
[521,"North Andrews Gardens Elementary","Classroom Addition",null,null,600000,null,null,600000]
[521,"North Andrews Gardens Elementary","Phased Replacement III of III",10855750,{"$nulls":4},10855750]
["TBA","North Area Alternative High School","New school",1000000,7000000,1000000,null,null,9000000]
["TBA","North Area Alternative High School","Site Acquisition",3000000,{"$nulls":4},3000000]
[1191,"North Fork Elementary","Classroom Addition",1731186,348795,13540,null,null,2093521]
["1191","North Fork Elementary","Remodel Cafeteria / Kitchen to expand for excessive capacity",{"$nulls":4},661773.42,661773.42]
[2231,"North Lauderdale Elementary","Classroom Addition",null,2006507,368034,40687,null,2415228]
[2231,"North Lauderdale Elementary","First Grade Class Size Reduction Classroom Addition",920000,{"$nulls":4},920000]
["2231","North Lauderdale Elementary","New Media Center due to excessive capacity",{"$nulls":4},1395940.6649999998,1395940.6649999998]
[41,"North Side Elementary","Addition",200000,{"$nulls":4},200000]
[41,"North Side Elementary","Classroom Addition",null,900000,null,null,null,900000]
[1241,"Northeast High","Classroom Addition",null,2100000,null,null,null,2100000]
["1241","Northeast High","New Cafeteria / Kitchen due to excessive capacity",{"$nulls":4},4258773.75,4258773.75]
[1282,"Nova Blanche Forman Elementary","Classroom Addition",null,null,900000,null,null,900000]
["1282","Nova Blanche Forman Elementary","Remodel Cafeteria / Kitchen to expand for excessive capacity",{"$nulls":4},615577.2,615577.2]
[1271,"Nova Eisenhower Elementary","Classroom Addition",null,null,900000,null,null,900000]
["1271","Nova Eisenhower Elementary","New Cafeteria / Kitchen due to excessive capacity",{"$nulls":4},1873860.45,1873860.45]
[1281,"Nova High","Classroom Addition",null,1800000,null,null,null,1800000]
["1281","Nova High","New Media Center to expand for excessive capacity",{"$nulls":4},2998572.885,2998572.885]
[1311,"Nova Middle","Classroom Addition",null,2550000,null,null,null,2550000]
[31,"Oakland Park Elementary","Classroom Addition",119341,1049400,196009,null,null,1364750]
[31,"Oakland Park Elementary","Site expansion",1500000,{"$nulls":4},1500000]
["0461","Oakridge Elementary","New Cafeteria / Kitchen to expand for excessive capacity",{"$nulls":4},1758818.25,1758818.25]
[472,"Olsen Middle Annex","Renovation",740000,4185000,null,null,null,4925000]
[711,"Orange Brook Elementary","Phased Replacement I",null,748536,169288,2309260,null,3227084]
[1831,"Oriole Elementary","Classroom Addition",220638,1937274,361467,null,null,2519379]
[1831,"Oriole Elementary","First Grade Class Size Reduction Classroom Addition",920000,{"$nulls":4},920000]
[3311,"Palm Cove Elementary","Classroom Addition",1800000,{"$nulls":4},1800000]
[1131,"Palmview Elementary","New Cafeteria / Kitchen / Multipurpose area / Stage",null,null,281225,2293139,365256,2939620]
["3571","Panther Run Elementary","Remodel Media Center to expand for excessive capacity",{"$nulls":4},634988.55,634988.55]
[1951,"Park Ridge Elementary","Classroom Addition",null,119341,1049400,196008,null,1364749]
[1951,"Park Ridge Elementary","First Grade Class Size Reduction Classroom Addition",460000,{"$nulls":4},460000]
[3171,"Park Springs Elementary","Classroom Addition",{"$nulls":4},900000,900000]
[3631,"Parkside Elementary \"M-91\"","New School (Coral Springs)",4036009,{"$nulls":4},4036009]
["0701","Parkway Middle","New Cafeteria / Kitchen due to excessive capacity",{"$nulls":4},4152580.95,4152580.95]
["0701","Parkway Middle","New Media Center due to excessive capacity",{"$nulls":4},3160652.145,3160652.145]
[2071,"Pasadena Lakes Elementary","Classroom Addition",null,null,900000,null,null,900000]
[1221,"Pembroke Pines Elementary","New Cafeteria / Kitchen / Multipurpose area / Stage",null,null,386509,2292916,260196,2939621]
[1631,"Perry, Annabel Elementary","Classroom Addition",null,600000,null,null,null,600000]
[1631,"Perry, Annabel Elementary","Classroom Addition",238682,2098800,390988,null,null,2728470]
["1631","Perry, Annabel Elementary","Remodel Cafeteria / Kitchen to expand for excessive capacity",{"$nulls":4},476206.5,476206.5]
["1011","Perry, Henry D. Middle","Remodel Media Center to expand for excessive capacity",{"$nulls":4},817036.29,817036.29]
[931,"Peters Elementary","Classroom Addition & Renovation",null,243773,3638044,180353,null,4062170]
[653,"Pine Ridge Alternative Center","Classroom Addition",932408,{"$nulls":4},932408]
[2861,"Pines Lakes Elementary","Classroom Addition",null,900000,null,null,null,900000]
["2861","Pines Lakes Elementary","New Media Center due to excessive capacity",{"$nulls":4},1392572.895,1392572.895]
["1881","Pines Middle","Remodel Media Center to expand for excessive capacity",{"$nulls":4},644177.52,644177.52]
[1881,"Pines Middle","Site Acquisition",500613,{"$nulls":4},500613]
[2811,"Pinewood Elementary","First Grade Class Size Reduction Classroom Addition",460000,"","",null,null,460000]
["2811","Pinewood Elementary","New Media Center due to excessive capacity",{"$nulls":4},1427934.48,1427934.48]
["2571","Pioneer Middle","New Media Center due to excessive capacity",{"$nulls":4},2386065.045,2386065.045]
[1901,"Piper High","Classroom Addition",7102030,{"$nulls":4},7102030]
["1901","Piper High","New Cafeteria / Kitchen to expand for excessive capacity",{"$nulls":4},4526468.1,4526468.1]
["1901","Piper High","New Media Center due to excessive capacity",{"$nulls":4},3358007.73,3358007.73]
[941,"Plantation Elementary","New School",2762518,{"$nulls":4},2762518]
[1451,"Plantation High","Classroom Addition",6652071,340910,null,null,null,6992981]
[1451,"Plantation High","Addition",465795,{"$nulls":4},465795]
[1451,"Plantation High","Classroom Addition",6022187,{"$nulls":4},6022187]
[551,"Plantation Middle","Classroom Addition",230000,{"$nulls":4},230000]
[551,"Plantation Middle","Classroom Addition",1815961,{"$nulls":4},1815961]
[1251,"Plantation Park Elementary","First Grade Class Size Reduction Classroom Addition",460000,"","",null,null,460000]
[185,"Pompano Beach High School Institute of International Studies","Phased Replacement II of III",22861927,1460952,849089,null,null,25171968]
[21,"Pompano Beach Middle","Classroom Addition",null,1200000,null,null,null,1200000]
[2721,"Ramblewood Elementary","Classroom Addition",null,600000,null,null,null,600000]
["2721","Ramblewood Elementary","New Media Center due to excessive capacity",{"$nulls":4},1417831.17,1417831.17]
[2711,"Ramblewood Middle","Classroom Addition",null,null,463500,3476250,695250,4635000]
["2711","Ramblewood Middle","New Media Center to expand for excessive capacity",{"$nulls":4},2229463.74,2229463.74]
["0151","Riverland Elementary","New Media Center due to excessive capacity",{"$nulls":4},1325217.4949999999,1325217.4949999999]
[3031,"Riverside Elementary","Classroom Addition",900000,{"$nulls":4},900000]
["3031","Riverside Elementary","Remodel Cafeteria / Kitchen to expand for excessive capacity",{"$nulls":4},689815.14,689815.14]
[1851,"Royal Palm Elementary","Classroom Addition & Cafeteria / Kitchen / Multipurpose area / Stage",6135273,41650,null,null,null,6176923]
[1851,"Royal Palm Elementary","First Grade Class Size Reduction Classroom Addition",1150000,{"$nulls":4},1150000]
[891,"Sanders Park Elementary","First Grade Class Size Reduction Classroom Addition",690000,"","",null,null,690000]
[3061,"Sandpiper Elementary","Classroom Addition",null,null,1200000,null,null,1200000]
["3431","Sawgrass Springs Middle","Remodel Media Center to expand for excessive capacity",{"$nulls":4},823655.7,823655.7]
[2914,"School \"Y\"","New School (southwest)",{"$nulls":4},1493500,1493500]
[601,"Seagull School","New Media Center",null,null,null,309000,1751000,2060000]
["1891","Seminole Middle","New Media Center due to excessive capacity",{"$nulls":4},1919628.9,1919628.9]
[1811,"Sheridan Hills Elementary","First Grade Class Size Reduction Classroom Addition",920000,{"$nulls":4},920000]
[1321,"Sheridan Park Elementary","Classroom Addition",600000,{"$nulls":4},600000]
["3371","Silver Lakes Elementary","Remodel Media Center to expand for excessive capacity",{"$nulls":4},634988.55,634988.55]
[2971,"Silver Lakes Middle","Classroom Addition",2290474,121464,null,null,null,2411938]
["2971","Silver Lakes Middle","New Media Center due to excessive capacity",{"$nulls":4},2232831.51,2232831.51]
[3491,"Silver Palms Elementary","First Grade Class Size Reduction Classroom Addition",460000,"","",null,null,460000]
[171,"South Broward High","Complete Phased Replacement III of III",28683399,1545000,8755000,null,null,38983399]
[171,"South Broward High","Phased Replacement II of III",3618252,1463854,null,null,null,5082106]
[171,"South Broward High","Site expansion",1100000,{"$nulls":4},1100000]
[2351,"South Plantation High","Classroom Addition",null,7788595,1658565,null,null,9447160]
["2351","South Plantation High","New Cafeteria / Kitchen due to excessive capacity",{"$nulls":4},4966725.75,4966725.75]
["2351","South Plantation High","Remodel Media Center to expand for excessive capacity",{"$nulls":4},1284361.05,1284361.05]
[691,"Stirling Elementary","Classroom Addition",null,null,900000,null,null,900000]
[3011,"Stoneman Douglas High","Classroom Addition",null,3600000,null,null,null,3600000]
[211,"Stranahan High","Addition",1986968,{"$nulls":4},1986968]
[211,"Stranahan High","Classroom Addition",null,null,null,1800000,null,1800000]
["0211","Stranahan High","New Cafeteria / Kitchen to expand for excessive capacity",{"$nulls":4},4559653.35,4559653.35]
["0211","Stranahan High","New Media Center due to excessive capacity",{"$nulls":4},3382626.5549999997,3382626.5549999997]
[611,"Sunland Park Elementary","Site Acquisition",914672,{"$nulls":4},914672]
[3661,"Sunset Lakes Site","Sunset Lakes Site",25688,{"$nulls":4},25688]
[1171,"Sunshine Elementary","Classroom Addition",2504624,15572,null,null,null,2520196]
["TBA","SW Middle School (Miramar Site)","Land Development",{"$nulls":4},2500000,2500000]
[2621,"Tamarac Elementary","Classroom Addition",4515650,{"$nulls":4},4515650]
[2751,"Taravella J P High","Classroom Addition",6607237,{"$nulls":4},6607237]
["2751","Taravella J P High","New Media Center due to excessive capacity",{"$nulls":4},3605837.235,3605837.235]
["2751","Taravella J P High","Remodel Cafeteria / Kitchen to expand for excessive capacity",{"$nulls":4},1751546.16,1751546.16]
[571,"Tedder Elementary","Classroom Addition",null,null,600000,null,null,600000]
[571,"Tedder Elementary","First Grade Class Size Reduction Classroom Addition",920000,{"$nulls":4},920000]
[571,"Tedder Elementary","New Cafeteria / Kitchen / Multipurpose area / Stage",331165,114579,null,null,null,445744]
[571,"Tedder Elementary","Site expansion",1200000,{"$nulls":4},1200000]
[731,"Tropical Elementary","Classroom Addition",600000,{"$nulls":4},600000]
["0731","Tropical Elementary","New Cafeteria / Kitchen to expand for excessive capacity",{"$nulls":4},1895983.95,1895983.95]
["0731","Tropical Elementary","Remodel Media Center to expand for excessive capacity",{"$nulls":4},592758.39,592758.39]
[1621,"Village Elementary","Classroom Addition",3500144,24372,null,null,null,3524516]
[1621,"Village Elementary","Remodel, Renovate, and Expand Cafeteria / Kitchen / Multipurpose area / Stage",482255,3761012,331165,114578,null,4689010]
[321,"Walker Elementary","Classroom Addition",3305185,253686,null,null,null,3558871]
[321,"Walker Elementary","First Grade Class Size Reduction Classroom Addition",690000,{"$nulls":4},690000]
[321,"Walker Elementary","New Cafeteria / Kitchen / Multipurpose area / Stage",null,null,275917,2403507,260196,2939620]
["0511","Watkins Elementary","Remodel Media Center to expand for excessive capacity",{"$nulls":4},634988.55,634988.55]
[2881,"Welleby Elementary","Classroom Addition",null,null,900000,null,null,900000]
[2681,"Westchester Elementary","Classroom Addition",null,1200000,null,null,null,1200000]
["2681","Westchester Elementary","New Media Center due to excessive capacity",{"$nulls":4},1512128.73,1512128.73]
[2831,"Western High","Classroom Addition",null,null,3600000,null,null,3600000]
["2831","Western High","New Media Center to expand for excessive capacity",{"$nulls":4},3188958.465,3188958.465]
[631,"Westwood Heights Elementary","Site expansion",360000,{"$nulls":4},360000]
[452,"Whiddon-Rogers Ed Center","Classroom Addition",6131578,{"$nulls":4},6131578]
[191,"Wilton Manors Elementary","Phased Replacement",2962968,{"$nulls":4},2962968]
[3091,"Winston Park Elementary","Classroom Addition",null,2224394,454976,50130,null,2729500]
["3321","Young, Virginia S. Elementary","Remodel Media Center to expand for excessive capacity",{"$nulls":4},495813.36,495813.36]
["3001","Young, Walter C. Middle","New Cafeteria / Kitchen due to excessive capacity",{"$nulls":4},3064104.75,3064104.75]
[]
["2.","BROWARD Total",null,626033727,232594271,90369955,41485260,350141760.4750001,1340624973.475]
[]
["2a.","Locations, capacities, and planned utilization rates of current educational facilities of the district. (Include both permanent and relocatable facilities)"]
[]
[null,null,"1999-00 FISH Satisfactory","Actual 1999-00","Actual 1999-00","Actual 1999-00","New Stu Capacity to","Projected 2004-05","Projected 2004-05"]
["Loc#","Location","Student Stations","FISH Capacity ","CO-FTE ","Utilization","be added (removed)","CO-FTE ","Utilization"]
[1741,"Anderson, Boyd H. High",3648,3466,2661,0.77,336,3121,0.82]
[1791,"Apollo Middle",1681,1513,1529,1.01,-33,1566,1.06]
[2511,"Atlantic West Elementary",829,829,944,1.14,0,1018,1.23]
[343,"Attucks Middle",1757,1581,1091,0.69,0,1255,0.79]
[2611,"Bair Middle",2004,1804,1741,0.97,-364,1999,1.39]
[2001,"Banyan Elementary",941,941,1119,1.19,-168,1180,1.53]
[641,"Bayview Elementary",462,462,568,1.23,170,639,1.01]
[201,"Bennett Elementary",658,658,411,0.62,-24,415,0.65]
[341,"Bethune, Mary M. Elementary",1273,1273,984,0.77,-228,1020,0.98]
[971,"Boulevard Heights Elementary",982,982,927,0.94,0,983,1]
[871,"Bright Horizons School",291,291,170,0.58,0,200,0.69]
[811,"Broadview Elementary",1074,1074,940,0.88,-16,1111,1.05]
[501,"Broward Estates Elementary",781,781,753,0.96,156,817,0.87]
[1382,"Castle Hill Annex",436,436,503,1.15,0,585,1.34]
[1461,"Castle Hill Elementary",851,851,701,0.82,-59,758,0.96]
[2641,"Central Park Elementary",1009,1009,1187,1.18,214,1224,1]
[2961,"Chapel Trail Elementary",1380,1380,1384,1,-168,1540,1.27]
[1421,"Coconut Creek Elementary",1009,1009,1157,1.15,8,1067,1.05]
[1681,"Coconut Creek High",2566,2438,2535,1.04,-145,2960,1.29]
[231,"Colbert Elementary",966,966,814,0.84,138,867,0.79]
[331,"Collins Elementary",454,454,281,0.62,0,329,0.72]
[1211,"Cooper City Elementary",973,973,1031,1.06,52,988,0.96]
[1931,"Cooper City High",2326,2210,2247,1.02,-87,2528,1.19]
[3041,"Coral Park Elementary",884,884,1056,1.19,-24,948,1.1]
[2551,"Coral Springs Elementary",879,879,972,1.11,0,980,1.11]
[1151,"Coral Springs High",2912,2766,2760,1,-580,2957,1.35]
[2561,"Coral Springs Middle",1856,1670,1606,0.96,-338,2002,1.5]
[3111,"Country Hills Elementary",1186,1186,1302,1.1,-384,1323,1.65]
[2981,"Country Isles Elementary",986,986,840,0.85,0,963,0.98]
[901,"Cresthaven Elementary",855,855,824,0.96,0,709,0.83]
[221,"Croissant Park Elementary",1098,1098,875,0.8,-136,938,0.98]
[3222,"Cross Creek School",187,187,152,0.81,-80,147,1.37]
[1871,"Crystal Lake Community Middle",2021,1819,1494,0.82,-286,1713,1.12]
[1781,"Cypress Elementary",819,819,646,0.79,76,774,0.86]
[2123,"Cypress Run Alternative / Exceptional Center",180,180,124,0.69,18,200,1.01]
[1071,"Dandy, William Middle",1870,1683,1626,0.97,-338,1704,1.27]
[101,"Dania Elementary",806,806,555,0.69,0,580,0.72]
[2801,"Davie Elementary",1120,1120,944,0.84,-164,936,0.98]
[11,"Deerfield Beach Elementary",801,801,936,1.17,-24,885,1.14]
[1711,"Deerfield Beach High",2707,2572,2867,1.11,-99,3405,1.38]
[911,"Deerfield Beach Middle",1978,1780,1397,0.78,-208,1565,1]
[391,"Deerfield Park Elementary",942,942,713,0.76,0,637,0.68]
[271,"Dillard Elementary",1005,1005,771,0.77,0,794,0.79]
[371,"Dillard High",3771,3582,2417,0.67,-232,2766,0.83]
[3221,"Drew, Charles Elementary",790,790,591,0.75,0,588,0.74]
[301,"Drew Resource Center",750,750,0,0,0,145,0.19]
[721,"Driftwood Elementary",941,941,767,0.82,-144,758,0.95]
[861,"Driftwood Middle",1730,1557,1451,0.93,-208,1672,1.24]
[3461,"Eagle Point Elementary",1249,1249,1432,1.15,-72,1460,1.24]
[3441,"Eagle Ridge Elementary",1178,1178,1155,0.98,0,1234,1.05]
[361,"Blanche Ely High",2501,2376,2243,0.94,-119,2696,1.19]
[3191,"Embassy Creek Elementary",898,898,1131,1.26,52,1100,1.16]
[2942,"Everglades Elementary",1100,1100,1153,1.05,0,1604,1.46]
[1641,"Fairway Elementary",935,935,996,1.07,128,1013,0.95]
[2541,"Flamingo Elementary",858,858,852,0.99,-72,791,1.01]
[3513,"Flanagan High-9Th Grade Ctr",1473,1399,1020,0.73,-377,0,0]
[3391,"Flanagan, Charles High",3574,3395,3707,1.09,-580,5629,2]
[851,"Floranada Elementary",1115,1115,703,0.63,-48,739,0.69]
[3051,"Forest Glen Middle",1800,1620,1429,0.88,-286,1396,1.05]
[2631,"Forest Hills Elementary",877,877,1038,1.18,-48,694,0.84]
[951,"Fort Lauderdale High",2116,2010,1687,0.84,527,1961,0.77]
[921,"Foster, Stephen Elementary",786,786,657,0.84,-48,664,0.9]
[3531,"Fox Trail Elementary",1115,1115,1161,1.04,0,1320,1.18]
[3642,"Gator Run Elementary",1100,1100,750,0.68,0,1505,1.37]
[2851,"Griffin Elementary",852,852,884,1.04,0,931,1.09]
[592,"Hallandale Adult/Community",2119,2119,740,0.35,360,1250,0.5]
[131,"Hallandale Elementary",806,806,944,1.17,383,1109,0.93]
[403,"Hallandale High",1929,1833,1582,0.86,43,1942,1.04]
[491,"Harbordale Elementary",515,515,454,0.88,0,504,0.98]
[3131,"Hawkes Bluff Elementary",1084,1084,1110,1.02,80,1198,1.03]
[121,"Hollywood Central Elementary",849,849,1155,1.36,0,1159,1.37]
[111,"Hollywood Hills Elementary",779,779,848,1.09,36,945,1.16]
[1661,"Hollywood Hills High",1964,1866,2096,1.12,-58,2447,1.35]
[1761,"Hollywood Park Elementary",806,806,588,0.73,0,583,0.72]
[2531,"Horizon Elementary",860,860,970,1.13,-72,953,1.21]
[1971,"Hunt, James S. Elementary",855,855,880,1.03,0,994,1.16]
[3471,"Indian Ridge Middle",2028,1825,2040,1.12,0,2164,1.19]
[3181,"Indian Trace Elementary",1066,1066,1152,1.08,-240,1089,1.32]
[1611,"King, Martin Luther Elementary",1037,1037,826,0.8,-120,812,0.89]
[831,"Lake Forest Elementary",940,940,718,0.76,16,849,0.89]
[3591,"Lakeside Elementary",985,985,1204,1.22,0,2109,2.14]
[621,"Larkdale Elementary",1032,1032,932,0.9,-216,1079,1.32]
[1701,"Lauderdale Lakes Middle",1468,1321,1196,0.91,-132,1318,1.11]
[431,"Lauderdale Manors Elementary",985,985,838,0.85,0,858,0.87]
[1391,"Lauderhill Middle",1797,1617,1226,0.76,-340,1385,1.08]
[1381,"Lauderhill, P. T. Elementary",1130,1130,938,0.83,0,1039,0.92]
[1091,"Lloyd Estates Elementary",747,747,812,1.09,8,902,1.19]
[2741,"Maplewood Elementary",897,897,881,0.98,-24,857,0.98]
[1161,"Margate Elementary",1042,1042,1246,1.2,-2,1228,1.18]
[581,"Margate Middle",1728,1555,1603,1.03,-40,1326,0.88]
[1671,"Markham, Robert Elementary",779,779,457,0.59,0,470,0.6]
[3291,"Marshall, Thurgood Elementary",882,882,820,0.93,-24,809,0.94]
[241,"McArthur High",1730,1730,2321,1.34,-96,2579,1.58]
[1291,"McFatter Technical Center",1338,1338,369,0.28,0,590,0.44]
[841,"McNab Elementary",837,837,746,0.89,-96,774,1.04]
[481,"McNicol Middle",1916,1724,1671,0.97,0,1860,1.08]
[761,"Meadowbrook Elementary",772,772,565,0.73,-58,654,0.92]
[531,"Miramar Elementary",908,908,859,0.95,0,844,0.93]
[1751,"Miramar High",2351,2233,2045,0.92,626,2800,0.98]
[1841,"Mirror Lake Elementary",882,882,738,0.84,-72,834,1.03]
[2691,"Morrow Elementary",858,858,795,0.93,0,907,1.06]
[881,"New River Middle",2046,1841,1762,0.96,0,1936,1.05]
[2671,"Nob Hill Elementary",926,926,902,0.97,276,924,0.77]
[561,"Norcrest Elementary",717,717,817,1.14,-48,684,1.02]
[521,"North Andrews Gardens Elementary",1067,1067,1036,0.97,-123,1026,1.09]
[1191,"North Fork Elementary",831,831,643,0.77,-22,662,0.82]
[2231,"North Lauderdale Elementary",1112,1112,1163,1.05,150,1129,0.89]
[41,"North Side Elementary",662,662,588,0.89,102,601,0.79]
[1241,"Northeast High",2016,1915,2045,1.07,285,2400,1.09]
[1271,"Nova Eisenhower Elementary",979,979,969,0.99,78,1000,0.95]
[1282,"Nova Blanche Forman Elementary",1170,1170,971,0.83,150,1000,0.76]
[1281,"Nova High",2348,2231,2059,0.92,82,2100,0.91]
[1311,"Nova Middle",1748,1573,1535,0.98,-164,1500,1.06]
[31,"Oakland Park Elementary",696,696,627,0.9,-138,728,1.3]
[461,"Oakridge Elementary",780,780,723,0.93,0,697,0.89]
[471,"Olsen Middle",2169,1952,1789,0.92,0,1962,1.01]
[711,"Orange Brook Elementary",761,761,723,0.95,-24,797,1.08]
[1831,"Oriole Elementary",759,759,830,1.09,198,936,0.98]
[3311,"Palm Cove Elementary",1019,1019,1164,1.14,84,1320,1.2]
[1131,"Palmview Elementary",657,657,542,0.82,0,586,0.89]
[3571,"Panther Run Elementary",1115,1115,1316,1.18,0,1498,1.34]
[1951,"Park Ridge Elementary",1000,1000,706,0.71,-284,662,0.92]
[3171,"Park Springs Elementary",840,840,928,1.1,150,1115,1.13]
[701,"Parkway Middle",2341,2107,1816,0.86,-78,1933,0.95]
[2071,"Pasadena Lakes Elementary",890,890,912,1.02,78,959,0.99]
[2661,"Pembroke Lakes Elementary",915,915,906,0.99,-120,884,1.11]
[1221,"Pembroke Pines Elementary",869,869,854,0.98,-48,792,0.96]
[1631,"Perry, Annabel Elementary",914,914,844,0.92,90,949,0.95]
[1011,"Perry, Henry D. Middle",2034,1831,1607,0.88,-468,1875,1.38]
[931,"Peters Elementary",898,898,944,1.05,38,978,1.04]
[653,"Pine Ridge Alternative Center",196,196,142,0.72,84,300,1.07]
[2861,"Pines Lakes Elementary",968,968,882,0.91,54,1010,0.99]
[1881,"Pines Middle",1843,1659,1602,0.97,-728,1822,1.96]
[2811,"Pinewood Elementary",991,991,1119,1.13,-16,1131,1.16]
[2571,"Pioneer Middle",1764,1588,1666,1.05,0,1665,1.05]
[1901,"Piper High",4134,3927,3226,0.82,191,3825,0.93]
[941,"Plantation Elementary",1115,1115,624,0.56,0,938,0.84]
[1451,"Plantation High",2741,2604,2771,1.06,684,3121,0.95]
[551,"Plantation Middle",1283,1155,1136,0.98,92,1145,0.92]
[1251,"Plantation Park Elementary",674,674,682,1.01,56,670,0.92]
[751,"Pompano Beach Elementary",798,798,807,1.01,-24,820,1.06]
[185,"Pompano Beach High School Institute of International Studies",566,538,321,0.6,0,651,1.21]
[21,"Pompano Beach Middle",1584,1426,1191,0.84,-210,1281,1.05]
[3121,"Quiet Waters Elementary",1082,1082,1199,1.11,-168,1135,1.24]
[2721,"Ramblewood Elementary",923,923,1027,1.11,28,987,1.04]
[2711,"Ramblewood Middle",1972,1775,1682,0.95,-192,1677,1.06]
[2121,"Rickards Middle",1653,1488,1334,0.9,-84,1371,0.98]
[2891,"Riverglades Elementary",982,982,1289,1.31,-120,1704,1.98]
[151,"Riverland Elementary",830,830,657,0.79,-24,651,0.81]
[3031,"Riverside Elementary",914,914,1074,1.18,78,965,0.97]
[681,"Rock Island Elementary",658,658,458,0.7,0,540,0.82]
[1851,"Royal Palm Elementary",1384,1384,1395,1.01,-172,1094,0.9]
[891,"Sanders Park Elementary",865,865,660,0.76,96,685,0.71]
[3061,"Sandpiper Elementary",1008,1008,1066,1.06,128,1101,0.97]
[3401,"Sawgrass Elementary",926,926,943,1.02,-72,1099,1.29]
[3431,"Sawgrass Springs Middle",1780,1602,1725,1.08,-208,1836,1.32]
[2871,"Sea Castle Elementary",889,889,1003,1.13,-48,1085,1.29]
[601,"Seagull School",1330,1330,615,0.46,-800,522,0.98]
[1891,"Seminole Middle",1644,1480,1264,0.85,-416,1183,1.11]
[1811,"Sheridan Hills Elementary",730,730,730,1,136,776,0.9]
[1321,"Sheridan Park Elementary",827,827,750,0.91,100,1069,1.15]
[3371,"Silver Lakes Elementary",1115,1115,1247,1.12,336,2363,1.63]
[2971,"Silver Lakes Middle",1739,1565,1716,1.1,-338,2000,1.63]
[3491,"Silver Palms Elementary",1122,1122,1349,1.2,32,1502,1.3]
[3081,"Silver Ridge Elementary",900,900,835,0.93,-24,878,1]
[3331,"Silver Trail Middle",2090,1881,1695,0.9,-182,2231,1.31]
[405,"South Area Alternative Center",235,235,181,0.77,0,200,0.85]
[171,"South Broward High",2194,2084,1860,0.89,261,2464,1.05]
[2351,"South Plantation High",2505,2380,2520,1.06,423,2973,1.06]
[691,"Stirling Elementary",820,820,840,1.02,102,960,1.04]
[3011,"Stoneman Douglas High",3646,3464,3224,0.93,-271,3961,1.24]
[211,"Stranahan High",2371,2252,2043,0.91,111,2385,1.01]
[611,"Sunland Park Elementary",703,703,500,0.71,-24,555,0.82]
[251,"Sunrise Middle",1749,1574,1403,0.89,-208,1510,1.11]
[422,"Sunset Learning Center",330,330,211,0.64,0,168,0.51]
[1171,"Sunshine Elementary",812,812,1021,1.26,86,1048,1.17]
[2621,"Tamarac Elementary",1174,1174,1498,1.28,-34,1781,1.56]
[2751,"Taravella J P High",3006,2856,2765,0.97,-70,2925,1.05]
[571,"Tedder Elementary",741,741,959,1.29,116,962,1.12]
[3151,"Tequesta Trace Middle",1740,1566,2420,1.55,-234,1436,1.08]
[1021,"The Quest Center",263,263,182,0.69,0,198,0.75]
[3481,"Tradewinds Elementary",1177,1177,1300,1.1,-144,1849,1.79]
[731,"Tropical Elementary",850,850,851,1,100,888,0.93]
[1621,"Village Elementary",1155,1155,1079,0.93,-58,1059,0.97]
[321,"Walker Elementary",1201,1201,909,0.76,352,969,0.62]
[511,"Watkins Elementary",1040,1040,901,0.87,0,1024,0.98]
[2881,"Welleby Elementary",930,930,1020,1.1,78,1045,1.04]
[161,"West Hollywood Elementary",830,830,770,0.93,0,895,1.08]
[2681,"Westchester Elementary",1224,1224,1331,1.09,-112,1191,1.07]
[2831,"Western High",2140,2033,2005,0.99,454,5339,2.15]
[2832,"Western High Annex",1219,1158,894,0.77,-1122,0,0]
[2913,"Western High-9Th Grade Ctr",1443,1371,893,0.65,-1314,0,0]
[2052,"Westpine Middle",1892,1703,1919,1.13,-364,2233,1.67]
[631,"Westwood Heights Elementary",1172,1172,719,0.61,0,738,0.63]
[452,"Whiddon-Rogers Ed Center",1428,1428,954,0.67,360,1250,0.7]
[1752,"Whispering Pines Ctr",166,166,189,1.14,0,221,1.33]
[191,"Wilton Manors Elementary",810,810,617,0.76,-120,672,0.97]
[991,"Wingate Oaks Center",304,304,147,0.48,0,215,0.71]
[3091,"Winston Park Elementary",1067,1067,1242,1.16,-34,1669,1.62]
[3321,"Young, Virginia S. Elementary",838,838,857,1.02,0,933,1.11]
[3001,"Young, Walter C. Middle",2090,1881,1927,1.02,-572,3237,2.47]
[]
[]
["2a.","BROWARD Total",253217,243930,229481,0.94,-8075,255635,1.08]
[]
["2b.","Proposed Location of Planned Facilities"]
[null,"See Map"]
[{"$nulls":6},"# of Units","Projected "]
["2c1.","Plans for the use and location of relocatable classroom facilities assigned student capacity.",null,null,null,"Number NOT meeting","projected","( increase ) /","Total age of all"]
[{"$nulls":5},"standards to be used","to be in use","decrease in # of","relocatables in"]
["LOC#","Location","Actual # of Units in 1999-00","Owner","Student Stations","as classroom space","in 2003-04","units by 2003-04","Column \"C\""]
[1741,"Anderson, Boyd H. High",12,"SBBC",295,11,0,12,441]
[1791,"Apollo Middle",14,"SBBC",362,4,0,14,260]
[2221,"Atlantic Vocational Center"]
[2511,"Atlantic West Elementary",1,"SBBC",24,0,1,0,10]
[343,"Attucks Middle"]
[2611,"Bair Middle",14,"SBBC",335,4,0,14,284]
[2001,"Banyan Elementary",9,"SBBC",188,0,2,7,101]
[641,"Bayview Elementary",4,"SBBC",93,0,0,4,45]
[201,"Bennett Elementary",1,"SBBC",8,0,0,1,11]
[341,"Bethune, Mary M. Elementary",22,"SBBC",446,4,0,22,343]
[971,"Boulevard Heights Elementary"]
[871,"Bright Horizons Center"]
[811,"Broadview Elementary",9,"SBBC",164,8,0,9,164]
[501,"Broward Estates Elementary",6,"SBBC",116,1,5,1,95]
[1382,"Castle Hill Annex",{"$nulls":5},0]
[1461,"Castle Hill Elementary",7,"SBBC",170,0,0,7,79]
[2641,"Central Park Elementary",8,"SBBC",169,0,0,8,96]
[2961,"Chapel Trail Elementary",12,"SBBC",316,3,5,7,141]
[1421,"Coconut Creek Elementary ",8,"SBBC",181,1,0,8,107]
[1681,"Coconut Creek High",5,"SBBC",127,4,0,5,160]
[231,"Colbert Elementary",10,"SBBC",217,4,0,10,201]
[331,"Collins Elementary",1,"SBBC",12,0,1,0,12]
[331,"Collins Elementary",1,"GE Capital",25,0,1,0,8]
[1211,"Cooper City Elementary",5,"SBBC",132,3,3,2,116]
[1931,"Cooper City High",12,"SBBC",316,10,9,3,365]
[3041,"Coral Park Elementary",2,"SBBC",36,1,1,1,51]
[2551,"Coral Springs Elementary",3,"SBBC",74,0,3,0,38]
[1151,"Coral Springs High",20,"SBBC",538,10,0,20,486]
[2561,"Coral Springs Middle",13,"SBBC",308,9,0,13,363]
[3111,"Country Hills Elementary",16,"SBBC",346,4,0,16,277]
[2981,"Country Isles Elementary",5,"SBBC",114,0,5,0,57]
[901,"Cresthaven Elementary"]
[221,"Croissant Park Elementary",11,"SBBC",143,4,2,9,132]
[3222,"Cross Creek School",4,"SBBC",39,3,0,4,42]
[1871,"Crystal Lake Middle ",19,"SBBC",401,11,8,11,326]
[1781,"Cypress Elementary",1,"SBBC",24,0,0,1,10]
[2123,"Cypress Run Alt Center",11,"SBBC",132,4,0,11,216]
[1071,"Dandy, William Middle",13,"SBBC",296,9,0,13,319]
[101,"Dania Elementary"]
[2801,"Davie Elementary",13,"SBBC",281,3,2,11,170]
[11,"Deerfield Beach Elementary",1,"SBBC",25,0,0,1,13]
[1711,"Deerfield Beach High",27,"SBBC",681,15,0,27,726]
[911,"Deerfield Beach Middle ",8,"SBBC",191,5,0,8,234]
[391,"Deerfield Park Elementary"]
[271,"Dillard Elementary"]
[371,"Dillard High ",8,"SBBC",222,2,0,8,146]
[371,"Dillard High Amanda's Place",2,"SBBC",54,0,0,2,21]
[3221,"Drew, Charles Elementary"]
[302,"Drew, Charles Family Resource Center"]
[null,"Drew Resource Teen Parent Prog",12,"SBBC",288,3,11,1,170]
[721,"Driftwood Elementary",6,"SBBC",120,1,0,6,96]
[861,"Driftwood Middle",8,"SBBC",156,5,0,8,90]
[861,"Driftwood Middle",4,"Resun Leasing",120,0,0,4,38]
[861,"Driftwood Middle",12,"GE/R",358,0,0,12,114]
[3461,"Eagle Point Elementary",3,"SBBC",52,2,0,3,92]
[3441,"Eagle Ridge Elementary"]
[3781,"Elementary D-6"]
[null,"Elementary E-6"]
[3631,"Elementatry \"M-91\""]
[3551,"Elementary \"X\""]
[361,"Ely HIgh",10,"SBBC",262,3,0,10,165]
[361,"Ely High",1,"GE/R",29,0,0,1,10]
[3191,"Embassy Creek Elementary",2,"SBBC",40,1,0,2,44]
[2942,"Everglades Elementary"]
[1641,"Fairway Elementary",5,"SBBC",126,0,2,3,55]
[2541,"Flamingo Elementary",3,"SBBC",65,0,0,3,25]
[3391,"Flanagan, Charles W. High",20,"SBBC",440,0,0,20,55]
[3511,"Flanagan High 9th Grade Center",57,"SBBC",1598,13,44,13,754]
[851,"Floranada Elementary",2,"SBBC",60,0,0,2,24]
[3051,"Forest Glen Middle",11,"SBBC",276,2,0,11,186]
[2631,"Forest Hills Elementary ",2,"SBBC",48,0,0,2,20]
[951,"Fort Lauderdale High",3,"SBBC",87,2,0,3,71]
[921,"Foster, Stephen Elementary",2,"SBBC",44,0,0,2,25]
[3531,"Fox Trail Elementary"]
[3642,"Gator Run Elementary"]
[2851,"Griffin Elementary"]
[592,"Hallandale Adult & Community"]
[131,"Hallandale Elementary"]
[403,"Hallandale High"]
[491,"Harbordale Elementary"]
[3131,"Hawkes Bluff Elementary",9,"SBBC",195,3,9,0,170]
[3541,"High School \"GGG\""]
[3623,"High School \"HHH\""]
[121,"Hollywood Central Elementary"]
[111,"Hollywood Hills Elementary",11,"SBBC",259,1,0,11,135]
[1661,"Hollywood Hills High",2,"SBBC",52,2,0,2,72]
[1761,"Hollywood Park Elementary"]
[2531,"Horizon Elementary",6,"SBBC",108,3,3,3,79]
[1971,"Hunt, James S. Elementary"]
[3471,"Indian Ridge Elementary",6,"SBBC",120,0,6,0,74]
[3181,"Indian Trace Elementary",10,"SBBC",226,2,0,10,159]
[1611,"King, Martin Luther",5,"SBBC",152,2,0,5,77]
[831,"Lake Forest Elementary",7,"SBBC",153,4,1,6,51]
[3591,"Lakeside Elementary"]
[621,"Larkdale Elementary",9,"SBBC",166,0,0,9,103]
[1701,"Lauderdale Lakes Elementary",7,"SBBC",181,2,0,7,130]
[431,"Lauderdale Manors Elementary"]
[1391,"Lauderhill Middle",15,"SBBC",380,4,0,15,260]
[1381,"Lauderhill P. T. Elementary"]
[1091,"Lloyd Estates Elementary",7,"SBBC",153,4,0,7,138]
[2741,"Maplewood Elementary",4,"SBBC",60,0,3,1,40]
[1161,"Margate Elementary",12,"SBBC",286,3,0,12,169]
[581,"Margate Middle",14,"SBBC",306,7,0,14,198]
[1671,"Markham, Robert C. Elementary"]
[3291,"Marshall, Thurgood",1,"SBBC",26,0,0,1,11]
[241,"Mcarthur High",19,"SBBC",539,2,0,19,258]
[1291,"McFatter, William T. Vo-Tech High"]
[841,"McNab Elementary",4,"SBBC",94,0,0,4,37]
[481,"McNicol Middle"]
[761,"Meadowbrook Elementary",13,"SBBC",288,4,2,11,242]
[3771,"Middle School \"F-91\""]
[3101,"Middle School \"HH\""]
[3622,"Middle School \"KK\""]
[531,"Miramar Elementary"]
[1751,"Miramar High",2,"SBBC",46,2,0,2,82]
[1841,"Mirror Lake Elementary",4,"SBBC",84,0,1,3,44]
[2691,"Morrow Elementary"]
[3701,"New East \"GG\" (K-8)"]
[3711,"New Middle  \"II\""]
[3671,"New Middle  \"MM\""]
[881,"New River Middle",4,"SBBC",109,0,4,0,31]
[2914,"New Y-91 (K-8)"]
[2671,"Nob Hill Elementary",6,"SBBC",124,0,5,1,63]
[561,"Norcrest Elementary",2,"SBBC",44,0,0,2,4]
[521,"North Andrews Gardens Elementary",19,"SBBC",436,2,0,19,266]
[3651,"North Area School of Choice",12,"SBBC",267,10,0,12,416]
[1191,"North Fork Elementary",3,"SBBC",66,0,0,3,9]
[2231,"North Lauderdale Elementary",9,"SBBC",202,3,0,9,173]
[41,"North Side Elementary",2,"SBBC",48,0,0,2,26]
[1241,"Northeast High"]
[1282,"Nova Blanche Forman Elem.(ESOL)",3,"Resun Leasing",81,0,3,0,27]
[1282,"Nova Blanche Forman Elementary",8,"SBBC",180,1,7,1,95]
[1271,"Nova Eisenhower D. D. Elementary",6,"SBBC",132,3,3,3,156]
[1281,"Nova High",16,"SBBC",425,7,9,7,386]
[1311,"Nova Middle",25,"SBBC",497,21,4,21,762]
[31,"Oakland Park Elementary",12,"SBBC",258,0,0,12,131]
[461,"Oakridge Elementary"]
[471,"Olsen Middle"]
[711,"Orange Brook Elementary",1,"SBBC",16,1,0,1,41]
[1831,"Oriole Elementary",7,"SBBC",154,2,0,7,142]
[3311,"Palm Cove Elementary",9,"SBBC",208,2,0,9,139]
[1131,"Palmview Elementary",1,"SBBC",25,0,1,0,6]
[3571,"Panther Run Elementary"]
[1951,"Park Ridge Elementary",16,"SBBC",359,7,0,16,347]
[1951,"Park Ridge Elementary",2,"GE/R",47,0,2,0,20]
[3171,"Park Springs Elementary"]
[701,"Parkway Middle",3,"Space Master",78,0,0,3,30]
[701,"Parkway Middle",10,"SBBC",260,1,0,10,118]
[2071,"Pasadena Lakes Elementary",5,"SBBC",116,1,2,3,65]
[2661,"Pembroke Lakes Elementary ",5,"SBBC",120,0,0,5,60]
[1221,"Pembroke Pines Elementary",6,"SBBC",153,1,4,2,82]
[1631,"Perry, Annabel C, Elementary",11,"SBBC",285,0,2,9,103]
[1011,"Perry, Annabel C, Elementary",18,"SBBC",455,8,0,18,366]
[931,"Peters Elementary",7,"SBBC",160,1,0,7,100]
[653,"Pine Ridge Center",5,"SBBC",40,0,5,0,51]
[2861,"Pines Lakes Elementary",6,"SBBC",146,0,2,4,72]
[1881,"Pines Middle",28,"SBBC",745,11,0,28,460]
[2811,"Pinewood Elementary",4,"SBBC",70,1,0,4,63]
[2571,"Pioneer Elementary",7,"SBBC",194,0,7,0,68]
[1901,"Piper High",39,"SBBC",1078,12,22,17,728]
[941,"Plantation Elementary"]
[1451,"Plantation High Community School",1,"SBBC",30,0,1,0,6]
[1451,"Plantation High School",27,"SBBC",718,15,0,27,41]
[551,"Plantation Middle",4,"SBBC",104,1,0,4,63]
[1251,"Plantation Park Elementary",2,"SBBC",52,1,1,1,41]
[751,"Pompano Beach Elementary",1,"SBBC",24,0,0,1,11]
[185,"Pompano Beach Institute for International Studies"]
[21,"Pompano Beach Middle",15,"SBBC",380,7,0,15,280]
[3121,"Quiet Waters Middle",9,"SBBC",190,2,2,7,130]
[2721,"Ramblewood Elementary",3,"SBBC",72,0,0,3,32]
[2711,"Ramblewood Middle",20,"SBBC",502,7,1,19,430]
[2121,"Rickards Middle",18,"SBBC",465,5,7,11,339]
[2891,"Riverglades Elementary",5,"SBBC",128,0,0,5,52]
[151,"Riverland Elementary",3,"SBBC",75,0,2,1,30]
[3031,"Riverside Elementary",3,"SBBC",66,0,0,3,30]
[681,"Rock Island Elementary"]
[1851,"Royal Palm Elementary",29,"SBBC",624,8,1,28,522]
[1851,"Royal Palm Elementaty",2,"GE/R",48,0,2,0,20]
[891,"Sanders Park Elementary",5,"SBBC",114,1,4,1,85]
[3061,"Sandpiper Elementary",8,"SBBC",164,2,5,3,141]
[3401,"Sawgrass Elementary",3,"SBBC",72,0,0,3,37]
[3431,"Sawgrass Springs Middle ",8,"SBBC",197,5,0,8,218]
[2871,"Sea Castle Elementary",2,"SBBC",49,0,0,2,25]
[601,"Seagull School",41,"SBBC",529,9,1,40,462]
[1891,"Seminole Middle",16,"SBBC",399,11,0,16,343]
[1811,"Sheridan Hills Elementary",4,"SBBC",80,0,3,1,57]
[1811,"Sheridan Hills Elementary",1,"GE/R",30,0,1,0,8]
[1321,"Sheridan Park Elementary"]
[1051,"Sheridan Vocational Center"]
[3371,"Silver Lakes Elementary"]
[2971,"Silver Lakes Middle",13,"SBBC",314,6,0,13,306]
[3491,"Silver Palms Elementary",6,"SBBC",132,0,4,2,18]
[3081,"Silver Ridge Elementary",1,"SBBC",24,0,0,1,8]
[3331,"Silver Trail Elementary",7,"SBBC",166,1,0,7,112]
[405,"South Area Alternative Center"]
[171,"South Broward High"]
[2351,"South Plantation High",9,"SBBC",241,1,0,9,123]
[691,"Stirling Elementary",2,"SBBC",40,2,0,2,82]
[3011,"Stoneman Douglas, MarJ. High",30,"SBBC",835,11,1,29,631]
[211,"Stranahan High",8,"SBBC",222,3,2,6,175]
[611,"Sunland Park Elementary",1,"SBBC",24,1,0,1,30]
[251,"Sunrise Middle",8,"SBBC",203,4,0,8,190]
[422,"Sunset School"]
[1171,"Sunshine Elementary",5,"SBBC",82,3,0,5,139]
[2621,"Tamarac Elementary",10,"SBBC",204,3,0,10,191]
[2751,"Taravella, J. P. High",26,"SBBC",694,17,0,26,716]
[571,"Tedder Elementary",6,"SBBC",140,2,0,6,123]
[3621,"Tequesta Trace Annex                "]
[3641,"TequestaTrace Annex (Portables)",28,"SBBC",634,0,0,28,56]
[3151,"Tequesta Trace Middle",9,"SBBC",214,0,0,9,105]
[1021,"The Quest Center"]
[3481,"Tradewinds Elementary",6,"SBBC",152,1,0,6,89]
[731,"Tropical Elementary"]
[1621,"Village Elementary",12,"SBBC",227,0,1,11,139]
[1621,"Village Elementary",2,"GE/R",60,0,2,0,20]
[321,"Walker/Dillard Community School",1,"SBBC",15,0,0,1,6]
[321,"Walker Elementary",7,"SBBC",162,0,0,7,90]
[321,"Walker Elementary",1,"GE/R",25,0,0,1,10]
[511,"Watkins Elementary"]
[2881,"Welleby Elementary",3,"SBBC",56,1,0,3,64]
[161,"West Hollywoood Elementary",2,"SBBC",50,0,2,0,11]
[2681,"Westchester Elementary ",13,"SBBC",288,3,0,13,215]
[2831,"Western High",4,"SBBC",116,0,0,4,42]
[2913,"Western High 10th Grade Center",56,"SBBC",1491,5,0,56,674]
[3621,"Western High9th Grade Center",47,"SBBC",1241,5,0,47,421]
[2052,"Westpine Middle",14,"SBBC",344,5,0,14,303]
[631,"Westwood Heights Elementary"]
[452,"Whiddon-Rogers Education Center"]
[1752,"Whispering Pines School",1,"SBBC",12,0,1,0,10]
[191,"Wilton Manors Elementary",5,"SBBC",72,0,0,5,50]
[991,"Wingate Oaks Center",0,"SBBC",null,0,null,0,0]
[3091,"Winston Park Elementary",10,"SBBC",239,0,0,10,113]
[3321,"Young, Virginia Shuman Elementary"]
[3001,"Young, Walter C. Middle",22,"SBBC",555,8,0,22,467]
[3001,"Young, Walter C. Mid dle "]
[]
["2c1.","BROWARD Total",1590,null,37608,465,256,1334,"Avg Age 16.33"]
[]
["2c2.","Number of relocatable classrooms clearly identified and scheduled for replacement in the school board adopted financially feasible 5-year district work program."]
["Loc#","Location","Total # Units to be replaced","2000-01","2001-02","2002-03","2003-04","2004-05","5 YEAR TOTAL"]
[1741,"Anderson, Boyd H. High",12,12,0,0,0,0,12]
[1791,"Apollo Middle",9,0,9,0,0,0,9]
[2221,"Atlantic Technical Center",0,0,0,0,0,0,0]
[2511,"Atlantic West Elementary",0,0,0,0,0,0,0]
[343,"Attucks Middle",0,0,0,0,0,0,0]
[2611,"Bair Middle",14,14,0,0,0,0,14]
[2001,"Banyan Elementary",0,0,0,0,0,0,0]
[641,"Bayview Elementary",4,4,0,0,0,0,4]
[201,"Bennett Elementary",0,0,0,0,0,0,0]
[341,"Bethune, Mary M. Elementary",18,0,0,18,0,0,18]
[971,"Boulevard Heights Elementary",0,0,0,0,0,0,0]
[871,"Bright Horizons School",0,0,0,0,0,0,0]
[811,"Broadview Elementary",8,0,8,0,0,0,8]
[501,"Broward Estates Elementary",0,0,0,0,0,0,0]
[1382,"Castle Hill Annex",0,0,0,0,0,0,0]
[1461,"Castle Hill Elementary",7,7,0,0,0,0,7]
[2641,"Central Park Elementary",7,7,0,0,0,0,7]
[2961,"Chapel Trail Elementary",7,7,0,0,0,0,7]
[1421,"Coconut Creek Elementary",7,1,0,6,0,0,7]
[1681,"Coconut Creek High",0,0,0,0,0,0,0]
[231,"Colbert Elementary",6,2,0,4,0,0,6]
[331,"Collins Elementary",0,0,0,0,0,0,0]
[1211,"Cooper City Elementary",0,0,0,0,0,0,0]
[1931,"Cooper City High",1,0,0,1,0,0,1]
[3041,"Coral Park Elementary",1,1,0,0,0,0,1]
[2551,"Coral Springs Elementary",0,0,0,0,0,0,0]
[1151,"Coral Springs High",17,0,17,0,0,0,17]
[2561,"Coral Springs Middle",2,0,2,0,0,0,2]
[3111,"Country Hills Elementary",14,14,0,0,0,0,14]
[2981,"Country Isles Elementary",0,0,0,0,0,0,0]
[901,"Cresthaven Elementary",0,0,0,0,0,0,0]
[221,"Croissant Park Elementary",0,0,0,0,0,0,0]
[3222,"Cross Creek School",0,0,0,0,0,0,0]
[1871,"Crystal Lake Community Middle",11,11,0,0,0,0,11]
[1781,"Cypress Elementary",0,0,0,0,0,0,0]
[2123,"Cypress Run Alternative / Exceptional Center",7,0,0,7,0,0,7]
[1071,"Dandy, William Middle",3,3,0,0,0,0,3]
[101,"Dania Elementary",0,0,0,0,0,0,0]
[2801,"Davie Elementary",0,0,0,0,0,0,0]
[11,"Deerfield Beach Elementary",1,1,0,0,0,0,1]
[1711,"Deerfield Beach High",22,22,0,0,0,0,22]
[911,"Deerfield Beach Middle",8,8,0,0,0,0,8]
[391,"Deerfield Park Elementary",0,0,0,0,0,0,0]
[271,"Dillard Elementary",0,0,0,0,0,0,0]
[371,"Dillard High",6,6,0,0,0,0,6]
[3221,"Drew, Charles Elementary",0,0,0,0,0,0,0]
[302,"Drew, Charles Family Resource Center",0,0,0,0,0,0,0]
[null,"Drew Resource Teen Parent Prog",0,0,0,0,0,0,0]
[721,"Driftwood Elementary",6,6,0,0,0,0,6]
[861,"Driftwood Middle",24,24,0,0,0,0,24]
[3461,"Eagle Point Elementary",1,0,1,0,0,0,1]
[3441,"Eagle Ridge Elementary",0,0,0,0,0,0,0]
[3781,"Elementary School \"D-6\"",0,0,0,0,0,0,0]
[null,"Elementary E-6",0,0,0,0,0,0,0]
[3631,"Parkside Elementary \"M-91\"",0,0,0,0,0,0,0]
[3551,"Elementary \"X\"",0,0,0,0,0,0,0]
[361,"Blanche Ely High",8,0,8,0,0,0,8]
[3191,"Embassy Creek Elementary",0,0,0,0,0,0,0]
[2942,"Everglades Elementary",0,0,0,0,0,0,0]
[1641,"Fairway Elementary",0,0,0,0,0,0,0]
[2541,"Flamingo Elementary",3,3,0,0,0,0,3]
[3391,"Flanagan, Charles High",18,0,18,0,0,0,18]
[3511,"Flanagan High 9th Grade Center",2,0,2,0,0,0,2]
[851,"Floranada Elementary",2,2,0,0,0,0,2]
[3051,"Forest Glen Middle",0,0,0,0,0,0,0]
[2631,"Forest Hills Elementary",2,2,0,0,0,0,2]
[951,"Fort Lauderdale High",0,0,0,0,0,0,0]
[921,"Foster, Stephen Elementary",0,0,0,0,0,0,0]
[3531,"Fox Trail Elementary",0,0,0,0,0,0,0]
[3642,"Gator Run Elementary",0,0,0,0,0,0,0]
[2851,"Griffin Elementary",0,0,0,0,0,0,0]
[592,"Hallandale Adult/Community",0,0,0,0,0,0,0]
[131,"Hallandale Elementary",3,3,0,0,0,0,3]
[403,"Hallandale High",0,0,0,0,0,0,0]
[491,"Harbordale Elementary",0,0,0,0,0,0,0]
[3131,"Hawkes Bluff Elementary",0,0,0,0,0,0,0]
[3541,"High School \"GGG\"",0,0,0,0,0,0,0]
[3623,"High School \"HHH\"",0,0,0,0,0,0,0]
[121,"Hollywood Central Elementary",0,0,0,0,0,0,0]
[111,"Hollywood Hills Elementary",8,0,1,7,0,0,8]
[1661,"Hollywood Hills High",0,0,0,0,0,0,0]
[1761,"Hollywood Park Elementary",0,0,0,0,0,0,0]
[2531,"Horizon Elementary",0,0,0,0,0,0,0]
[1971,"Hunt, James S. Elementary",0,0,0,0,0,0,0]
[3471,"Indian Ridge Middle",0,0,0,0,0,0,0]
[3181,"Indian Trace Elementary",0,0,0,0,0,0,0]
[1611,"King, Martin Luther Elementary",0,0,0,0,0,0,0]
[831,"Lake Forest Elementary",2,2,0,0,0,0,2]
[3591,"Lakeside Elementary",0,0,0,0,0,0,0]
[621,"Larkdale Elementary",8,8,0,0,0,0,8]
[1701,"Lauderdale Lakes Middle",7,0,1,0,6,0,7]
[431,"Lauderdale Manors Elementary",0,0,0,0,0,0,0]
[1391,"Lauderhill Middle",15,0,4,0,11,0,15]
[1381,"Lauderhill, P. T. Elementary",0,0,0,0,0,0,0]
[1091,"Lloyd Estates Elementary",0,0,0,0,0,0,0]
[2741,"Maplewood Elementary",1,1,0,0,0,0,1]
[1161,"Margate Elementary",2,2,0,0,0,0,2]
[581,"Margate Middle",14,14,0,0,0,0,14]
[1671,"Markham, Robert Elementary",0,0,0,0,0,0,0]
[3291,"Marshall, Thurgood Elementary",1,1,0,0,0,0,1]
[241,"McArthur High",6,6,0,0,0,0,6]
[1291,"McFatter Technical Center",0,0,0,0,0,0,0]
[841,"McNab Elementary",4,4,0,0,0,0,4]
[481,"McNicol Middle",0,0,0,0,0,0,0]
[761,"Meadowbrook Elementary",8,8,0,0,0,0,8]
[3771,"Elementary School \"F-91\"",0,0,0,0,0,0,0]
[3101,"Lyons Creek Middle \"HH\"",0,0,0,0,0,0,0]
[3622,"Falcon Cove \"KK\"",0,0,0,0,0,0,0]
[531,"Miramar Elementary",0,0,0,0,0,0,0]
[1751,"Miramar High",2,0,2,0,0,0,2]
[1841,"Mirror Lake Elementary",0,0,0,0,0,0,0]
[2691,"Morrow Elementary",0,0,0,0,0,0,0]
[3701,"New East \"GG\" (K-8)",0,0,0,0,0,0,0]
[3711,"Middle School \"II\"",0,0,0,0,0,0,0]
[3671,"Middle School \"MM\"",0,0,0,0,0,0,0]
[881,"New River Middle",0,0,0,0,0,0,0]
[2914,"School \"Y\"",0,0,0,0,0,0,0]
[2671,"Nob Hill Elementary",0,0,0,0,0,0,0]
[561,"Norcrest Elementary",2,2,0,0,0,0,2]
[521,"North Andrews Gardens Elementary",19,19,0,0,0,0,19]
[3651,"North Area Adult Ed Ctr",12,0,10,2,0,0,12]
[1191,"North Fork Elementary",3,3,0,0,0,0,3]
[2231,"North Lauderdale Elementary",9,2,7,0,0,0,9]
[41,"North Side Elementary",0,0,0,0,0,0,0]
[1241,"Northeast High",0,0,0,0,0,0,0]
[1282,"Nova Blanche Forman Elementary",0,0,0,0,0,0,0]
[1271,"Nova Eisenhower Elementary",0,0,0,0,0,0,0]
[1281,"Nova High",1,1,0,0,0,0,1]
[1311,"Nova Middle",0,0,0,0,0,0,0]
[31,"Oakland Park Elementary",11,0,11,0,0,0,11]
[461,"Oakridge Elementary",0,0,0,0,0,0,0]
[471,"Olsen Middle",0,0,0,0,0,0,0]
[711,"Orange Brook Elementary",0,0,0,0,0,0,0]
[1831,"Oriole Elementary",5,0,5,0,0,0,5]
[3311,"Palm Cove Elementary",0,0,0,0,0,0,0]
[1131,"Palmview Elementary",0,0,0,0,0,0,0]
[3571,"Panther Run Elementary",0,0,0,0,0,0,0]
[1951,"Park Ridge Elementary",10,1,0,9,0,0,10]
[3171,"Park Springs Elementary",0,0,0,0,0,0,0]
[701,"Parkway Middle",4,3,0,1,0,0,4]
[2071,"Pasadena Lakes Elementary",0,0,0,0,0,0,0]
[2661,"Pembroke Lakes Elementary",0,0,0,0,0,0,0]
[1221,"Pembroke Pines Elementary",0,0,0,0,0,0,0]
[1631,"Perry, Annabel Elementary",9,0,9,0,0,0,9]
[1011,"Perry, Henry D. Middle",1,1,0,0,0,0,1]
[931,"Peters Elementary",7,0,0,7,0,0,7]
[653,"Pine Ridge Alternative Center",0,0,0,0,0,0,0]
[2861,"Pines Lakes Elementary",4,4,0,0,0,0,4]
[1881,"Pines Middle",3,3,0,0,0,0,3]
[2811,"Pinewood Elementary",0,0,0,0,0,0,0]
[2571,"Pioneer Middle",0,0,0,0,0,0,0]
[1901,"Piper High",16,15,0,1,0,0,16]
[941,"Plantation Elementary",5,5,0,0,0,0,5]
[1451,"Plantation High",22,22,0,0,0,0,22]
[551,"Plantation Middle",0,0,0,0,0,0,0]
[1251,"Plantation Park Elementary",1,1,0,0,0,0,1]
[751,"Pompano Beach Elementary",0,0,0,0,0,0,0]
[185,"Pompano Beach High School Institute of International Studies",0,0,0,0,0,0,0]
[21,"Pompano Beach Middle",0,0,0,0,0,0,0]
[3121,"Quiet Waters Elementary",5,0,5,0,0,0,5]
[2721,"Ramblewood Elementary",0,0,0,0,0,0,0]
[2711,"Ramblewood Middle",11,0,0,0,11,0,11]
[2121,"Rickards Middle",10,4,0,0,6,0,10]
[2891,"Riverglades Elementary",5,5,0,0,0,0,5]
[151,"Riverland Elementary",0,0,0,0,0,0,0]
[3031,"Riverside Elementary",0,0,0,0,0,0,0]
[681,"Rock Island Elementary",0,0,0,0,0,0,0]
[1851,"Royal Palm Elementary",12,12,0,0,0,0,12]
[891,"Sanders Park Elementary",0,0,0,0,0,0,0]
[3061,"Sandpiper Elementary",0,0,0,0,0,0,0]
[3401,"Sawgrass Elementary",1,1,0,0,0,0,1]
[3431,"Sawgrass Springs Middle",0,0,0,0,0,0,0]
[2871,"Sea Castle Elementary",2,2,0,0,0,0,2]
[601,"Seagull School",0,0,0,0,0,0,0]
[1891,"Seminole Middle",0,0,0,0,0,0,0]
[1811,"Sheridan Hills Elementary",0,0,0,0,0,0,0]
[1321,"Sheridan Park Elementary",0,0,0,0,0,0,0]
[1051,"Sheridan Technical Center",0,0,0,0,0,0,0]
[3371,"Silver Lakes Elementary",0,0,0,0,0,0,0]
[2971,"Silver Lakes Middle",14,14,0,0,0,0,14]
[3491,"Silver Palms Elementary",2,2,0,0,0,0,2]
[3081,"Silver Ridge Elementary",0,0,0,0,0,0,0]
[3331,"Silver Trail Middle",2,2,0,0,0,0,2]
[405,"South Area Alternative Center",0,0,0,0,0,0,0]
[171,"South Broward High",0,0,0,0,0,0,0]
[2351,"South Plantation High",9,0,9,0,0,0,9]
[691,"Stirling Elementary",0,0,0,0,0,0,0]
[3011,"Stoneman Douglas High",10,0,10,0,0,0,10]
[211,"Stranahan High",0,0,0,0,0,0,0]
[611,"Sunland Park Elementary",0,0,0,0,0,0,0]
[251,"Sunrise Middle",4,4,0,0,0,0,4]
[422,"Sunset Learning Center",0,0,0,0,0,0,0]
[1171,"Sunshine Elementary",2,2,0,0,0,0,2]
[2621,"Tamarac Elementary",10,10,0,0,0,0,10]
[2751,"Taravella J P High",8,8,0,0,0,0,8]
[571,"Tedder Elementary",0,0,0,0,0,0,0]
[3641,"Tequesta Trace Annex (Portable)",28,28,0,0,0,0,28]
[3151,"Tequesta Trace Middle",9,9,0,0,0,0,9]
[1021,"The Quest Center",0,0,0,0,0,0,0]
[3481,"Tradewinds Elementary",3,0,3,0,0,0,3]
[731,"Tropical Elementary",0,0,0,0,0,0,0]
[1621,"Village Elementary",9,9,0,0,0,0,9]
[321,"Walker Elementary",8,8,0,0,0,0,8]
[511,"Watkins Elementary",0,0,0,0,0,0,0]
[2881,"Welleby Elementary",0,0,0,0,0,0,0]
[161,"West Hollywood Elementary",0,0,0,0,0,0,0]
[2681,"Westchester Elementary",11,5,6,0,0,0,11]
[2831,"Western High",4,4,0,0,0,0,4]
[2913,"Western High 10th Grade Center",56,56,0,0,0,0,56]
[2911,"Western High 9th Grade Center",53,53,0,0,0,0,53]
[2052,"Westpine Middle",14,14,0,0,0,0,14]
[631,"Westwood Heights Elementary",0,0,0,0,0,0,0]
[452,"Whiddon-Rogers Ed Center",0,0,0,0,0,0,0]
[1752,"Whispering Pines Ctr",0,0,0,0,0,0,0]
[191,"Wilton Manors Elementary",5,5,0,0,0,0,5]
[991,"Wingate Oaks Center",0,0,0,0,0,0,0]
[3091,"Winston Park Elementary",0,0,0,0,0,0,0]
[3321,"Young, Virginia S. Elementary",0,0,0,0,0,0,0]
[3001,"Young, Walter C. Middle",16,16,0,0,0,0,16]
[{"$nulls":8},0]
["2c2.","BROWARD Total",806,561,148,63,34,0,806]
[]
["2c3.","Plans for the use and location of leased facilities, relocatable units or permanent classrooms. (place each location on a separate line)"]
["Loc#","Location","# of leased classrooms 1999-00","Owner","FISH Stu. Sta.","# Years Leased ","# leased 2004-05","FISH Stu. Sta.","# Years Leased "]
[331,"Collins Elementary",1,"GE Capital",25,8,1,25,13]
[861,"Driftwood Middle",12,"GE/R",358,114,0,0,0]
[861,"Driftwood Middle",4,"Resun Leasing",120,38,0,0,0]
[361,"Ely High",1,"GE/R",29,10,0,0,0]
[1282,"Nova Blanche Forman Elem. (esol)",3,"Resun Leasing",81,27,3,81,42]
[1951,"Park Ridge Elementary",2,"GE/R",47,20,2,47,30]
[701,"Parkway Middle",3,"Space Master",78,30,0,0,0]
[1851,"Royal Palm Elementary",2,"GE/R",48,20,2,48,30]
[1811,"Sheridan Hills Elementary",1,"GE/R",30,8,1,30,13]
[1621,"Village Elementary",2,"GE/R",60,20,2,60,30]
[321,"Walker Elementary",1,"GE/R",25,10,0,0,0]
[]
[641,"Bayview Elementary",null," "," "," "," "," "," "]
[null,"   Playfields",0,"City of Ft. Lauderdale",0,40,0,0,0]
[2981,"Country Isles Elementary",null," "," "," "," "," "," "]
[null,"   Playfields",0,"City of Weston",0,40,0,0,0]
[3441,"Eagle Ridge Elementary"," "]
[null,"   Playfields",0,"City of Coral Springs",0,40,0,0,0]
[null,"Elementary \"M-91\" ",null," "," ",null," "," "," "]
[null,"   School site",0,"City of Coral Springs",0,50,0,0,0]
[3181,"Indian Trace Elementary",null," "," "," "," "," "," "]
[null,"   Playfields",0,"City of Weston",0,30,0,0,0]
[null,"Middle School \"HH\""]
[null,"   Playfields",0,"City of Coconut Creek",0,50,0,0,0]
[1901,"Piper High School",null," "," "," "," "," "," "]
[null,"   Athletic Fields",0,"City of Sunrise",0,30,0,0,0]
[3691,"Plantation Elementary",null," "," "," "," "," "," "]
[null,"   Playfields",0,"City of Plantation",0,20,0,0,0]
[3031,"Riverside Elementary"]
[null,"   Playfields",0,"City of Coral Springs",0,40,0,0,0]
[2621,"Tamarac Elementary"]
[null,"   Playfields",0,"City ofTamarac",0,40,0,0,0]
[2621,"Tamarac Elemementary",null," "," "," "," "," "," "]
[null,"   Multi-purpose Building",0,"City ofTamarac",0,50,0,0,0]
[2621,"Tamarac Elementary"," ",null," "," "," "," "," "]
[null,"   Multi-purpose classrooms",2,"City ofTamarac",0,1,0,0,0]
[3001,"Walter C. Young"," "," "," "," "," "," "," "]
[null,"   Middle school site",0,"City of Pem. Pines",0,50,0,0,0]
[]
[]
["2c3.","BROWARD Total",34,null,901,786,11,291,158]
[]
["2c4.","Plans for the use and location of Charter Schools, list current and PROJECTED.  (place each Charter School/location on a separate line)",{"$nulls":6},"Total charter students "]
["Loc#","Location-Type","# relocatable units or permanent classrooms ","Owner","Year Started","Student Stations","Students Enrolled","Years in Contract","projected for 2004-05"]
[null,"City of Pemb. Pines Charter Elementary",30,"City of Pembroke Pines","98/99",1000,983,15,983]
[null,"Central Charter"," 7 to 10","Assistance Unlimited Foundation, Rosa Lawson","97/98",150,309,10,309]
[null,"School of Excellence","4 classrooms/ 2 relocatables","Charter School of Excellence, Inc., Hamilton Forman","97/98",150,231,10,231]
[null,"Sommerset Ngh. School","2 relocatables/ plus 2 classrooms (8/98)","The Sommerset Neighborhood School , Inc., Fernando Zulueta","97/98",85,73,10,73]
[null,"City of N. Laud. Charter","Not known at this date","City of North Lauderdale","98/99",632,296,15,296]
[null,"Smart School","11 to 14","Edward Miller Smart School","98/99",222,200,3,200]
[null,"Coral Springs Charter",68,"City of Coral Springs","99/00",1500,974,15,974]
[null,"Charter School Institute Training Center","2 classrooms / 3 relocatables","Joseph Valbrun","99/00",300,27,10,27]
[null,"City of Pembroke Pines Charter Middle",21,"City of Pembroke Pines","99/00",672,647,15,647]
[null,"City of Pembroke Pines",null,"City of Pembroke Pines","00/01",1200,553,15,553]
[null,"Sommerset  Academy","10 relocatables","Fernando Zulueta","00/01",null,142,10,142]
[null,"Charter Institute Annex",null,"Joseph Valbrun","00/01",350,179,10,179]
["2c4.","BROWARD Total",162,null,null,6261,4614,138,4614]
[]
["2d.","Plans for multitrack scheduling, grade level organization, block scheduling, or other alternatives that reduce the need for permanent student stations."]
{"$rows_empty":67}
["2e.","Average Class Size (5 years out -- 2004-05) that will result if the district facilities work plan is fully implemented."]
[null,"NOTE: The average shall not include exceptional student education classes or prekindergarten classes.",null,null,null,"Actual Average","Projected","New Rooms to","Projected Average"]
["Loc#","Location","(ESE & PreK excluded) # CLASSROOMS","Capacity (NOT Stu Sta)","1999-00 CO-FTE","1999-00 Class size","2004-05 CO-FTE","be added (removed)","2004-05 Class size"]
[1741,"Anderson, Boyd H. High",96,3139,2377.87,24.77,2789,12,25.82]
[1791,"Apollo Middle",53,1336,1344.99,25.38,1378,-2,27.02]
[2511,"Atlantic West Elementary",30,711,835,27.83,901,0,30.03]
[343,"Attucks Middle",53,1397,904.35,17.06,1040,0,19.62]
[2611,"Bair Middle",58,1539,1471.3,25.37,1690,-14,38.41]
[2001,"Banyan Elementary",37,829,989.5,26.74,1044,-7,34.8]
[641,"Bayview Elementary",18,378,474,26.33,533,6,22.21]
[201,"Bennett Elementary",25,588,336,13.44,339,-1,14.13]
[341,"Bethune, Mary M. Elementary",45,1102,822.46,18.28,853,-10,24.37]
[361,"Blanche Ely High",82,2165,2021.83,24.66,2431,-4,31.17]
[971,"Boulevard Heights Elementary",36,862,805.5,22.38,854,0,23.72]
[871,"Bright Horizons School",25,220,0,0,0,0,0]
[811,"Broadview Elementary",41,979,833,20.32,985,-1,24.63]
[501,"Broward Estates Elementary",33,716,672,20.36,729,7,18.23]
[1382,"Castle Hill Annex",6,291,441.47,73.58,513,0,85.5]
[1461,"Castle Hill Elementary",28,769,621.5,22.2,672,-3,26.88]
[2641,"Central Park Elementary",37,868,1032,27.89,1064,8,23.64]
[2961,"Chapel Trail Elementary",48,1183,1188.5,24.76,1323,-7,32.27]
["TBA","Circle Site - Primary Learning Center",0,null,null,0,400,15,26.67]
[1421,"Coconut Creek Elementary",34,837,992.5,29.19,915,0,26.91]
[1681,"Coconut Creek High",86,2231,2303.59,26.79,2690,-5,33.21]
[231,"Colbert Elementary",33,862,713.91,21.63,761,4,20.57]
[331,"Collins Elementary",14,374,221,15.79,258,0,18.43]
[1211,"Cooper City Elementary",35,851,910,26,872,2,23.57]
[1931,"Cooper City High",79,1984,1992.38,25.22,2241,-3,29.49]
[3041,"Coral Park Elementary",34,751,904.5,26.6,812,-1,24.61]
[2551,"Coral Springs Elementary",32,740,831.5,25.98,838,0,26.19]
[1151,"Coral Springs High",102,2542,2494.76,24.46,2673,-20,32.6]
[2561,"Coral Springs Middle",53,1405,1333.52,25.16,1662,-13,41.55]
[3111,"Country Hills Elementary",43,1000,1102,25.63,1120,-16,41.48]
[2981,"Country Isles Elementary",35,822,666,19.03,763,0,21.8]
[901,"Cresthaven Elementary",33,743,714,21.64,614,0,18.61]
[221,"Croissant Park Elementary",41,938,705,17.2,756,-5,21]
[3222,"Cross Creek School",13,122,11.5,0.88,15,-4,1.67]
[1871,"Crystal Lake Community Middle",66,1622,1283.98,19.45,1472,-11,26.76]
[1781,"Cypress Elementary",28,717,539,19.25,645,3,20.81]
[2123,"Cypress Run Alternative / Exceptional Center",9,147,92.85,10.32,142,2,12.91]
[1071,"Dandy, William Middle",57,1476,1419.06,24.9,1487,-13,33.8]
[101,"Dania Elementary",28,728,482,17.21,504,0,18]
[2801,"Davie Elementary",40,914,732,18.3,726,-7,22]
[11,"Deerfield Beach Elementary",28,701,830.5,29.66,786,-1,29.11]
[1711,"Deerfield Beach High",92,2320,2589.16,28.14,3075,-3,34.55]
[911,"Deerfield Beach Middle",59,1591,1211.26,20.53,1356,-8,26.59]
[391,"Deerfield Park Elementary",32,837,623.47,19.48,557,0,17.41]
[271,"Dillard Elementary",35,879,647.98,18.51,667,0,19.06]
[371,"Dillard High",129,3348,2158.25,16.73,2469,-8,20.4]
[301,"Drew Resource Center",0,0,0,0,0,0,0]
[3221,"Drew, Charles Elementary",26,685,483.5,18.6,481,0,18.5]
[721,"Driftwood Elementary",33,817,650.68,19.72,643,-6,23.81]
[861,"Driftwood Middle",55,1317,1198.49,21.79,1381,-8,29.38]
[3461,"Eagle Point Elementary",39,974,1179,30.23,1202,-3,33.39]
[3441,"Eagle Ridge Elementary",35,937,940.5,26.87,1005,0,28.71]
["TBA","Elementary \"O\"",0,null,null,0,1115,43,25.93]
["TBA","Elementary \"P\"",0,null,null,0,1115,43,25.93]
["TBA","Elementary \"Q\"",0,null,null,0,1115,43,25.93]
["TBA","Elementary \"R\"",0,null,null,0,1115,43,25.93]
["TBA","Elementary \"X\"",0,null,null,0,1115,43,25.93]
[3781,"Elementary School \"D-6\"",0,null,null,0,1115,43,25.93]
[3741,"Elementary School \"E-6\"",0,null,null,0,1100,42,26.19]
[3771,"Elementary School \"F-91\"",0,null,null,0,1092,42,26]
[3701,"Elementary School \"N-91\"",0,null,null,0,780,30,26]
[3191,"Embassy Creek Elementary",30,691,922.5,30.75,897,2,28.03]
[2942,"Everglades Elementary",37,947,1005.5,27.18,1399,0,37.81]
[1641,"Fairway Elementary",36,842,890.5,24.74,905,7,21.05]
[3622,"Falcon Cove \"KK\"",60,1754,1772,29.53,1828,0,30.47]
[2541,"Flamingo Elementary",30,715,705.5,23.52,655,-3,24.26]
[3513,"Flanagan High-9Th Grade Ctr",51,1399,925,18.14,0,0,0]
[3391,"Flanagan, Charles High",98,2893,3336,34.04,5035,-20,64.55]
[851,"Floranada Elementary",39,1011,598.5,15.35,629,-2,17]
[3051,"Forest Glen Middle",54,1434,1240.5,22.97,1212,-11,28.19]
[2631,"Forest Hills Elementary",33,762,912.5,27.65,610,-2,19.68]
[951,"Fort Lauderdale High",72,1832,1490.82,20.71,1733,21,18.63]
[921,"Foster, Stephen Elementary",23,623,517,22.48,523,-2,24.9]
[3531,"Fox Trail Elementary",34,925,991.5,29.16,1127,0,33.15]
[3642,"Gator Run Elementary",39,998,647,16.59,1298,0,33.28]
[2851,"Griffin Elementary",28,682,715.5,25.55,754,0,26.93]
[592,"Hallandale Adult/Community",17,1896,706.9,41.58,1134,12,39.1]
[131,"Hallandale Elementary",24,691,839.5,34.98,986,12,27.39]
[403,"Hallandale High",65,1702,1440.9,22.17,1769,2,26.4]
[491,"Harbordale Elementary",18,441,371,20.61,411,0,22.83]
[3131,"Hawkes Bluff Elementary",35,862,890.5,25.44,961,4,24.64]
[3541,"High School \"GGG\"",0,null,null,0,2875,111,25.9]
[3623,"High School \"HHH\"",0,null,null,0,2875,111,25.9]
["TBA","High School \"III\"",0,null,null,0,2875,111,25.9]
["TBA","High School \"JJJ\"",0,null,null,0,1500,58,25.86]
["TBA","High School \"LLL\"",0,null,null,0,1500,58,25.86]
[121,"Hollywood Central Elementary",32,715,1021,31.91,1025,0,32.03]
[111,"Hollywood Hills Elementary",28,661,727.47,25.98,811,1,27.97]
[1661,"Hollywood Hills High",69,1651,1832.17,26.55,2139,-2,31.93]
[1761,"Hollywood Park Elementary",29,708,487.5,16.81,484,0,16.69]
[2531,"Horizon Elementary",30,697,806,26.87,792,-3,29.33]
[1971,"Hunt, James S. Elementary",32,739,769.5,24.05,869,0,27.16]
[3471,"Indian Ridge Middle",63,1513,1710.07,27.14,1814,0,28.79]
[3181,"Indian Trace Elementary",36,853,928.06,25.78,878,-10,33.77]
[1611,"King, Martin Luther Elementary",34,928,736.5,21.66,724,-5,24.97]
[831,"Lake Forest Elementary",32,813,604.89,18.9,715,2,21.03]
[3591,"Lakeside Elementary",36,865,1075,29.86,1884,0,52.33]
[621,"Larkdale Elementary",36,885,788,21.89,912,-9,33.78]
[1701,"Lauderdale Lakes Middle",50,1201,1061.3,21.23,1170,-5,26]
[431,"Lauderdale Manors Elementary",37,911,767.11,20.73,786,0,21.24]
[1391,"Lauderhill Middle",54,1455,1060.29,19.64,1198,-13,29.22]
[1381,"Lauderhill, P. T. Elementary",37,950,773,20.89,856,0,23.14]
[1091,"Lloyd Estates Elementary",31,662,715,23.06,794,1,24.81]
[3101,"Lyons Creek Middle \"HH\"",60,1754,1200,20,1436,0,23.93]
[2741,"Maplewood Elementary",34,782,753.5,22.16,733,-1,22.21]
[1161,"Margate Elementary",43,953,1151.5,26.78,1135,0,26.4]
[581,"Margate Middle",64,1402,1425.59,22.27,1179,-2,19.02]
[1671,"Markham, Robert Elementary",28,704,386,13.79,397,0,14.18]
[3291,"Marshall, Thurgood Elementary",34,789,726.6,21.37,717,-1,21.73]
[241,"McArthur High",74,1524,2092.23,28.27,2325,-7,34.7]
[1291,"McFatter Technical Center",64,1278,315.44,4.93,0,0,0]
[841,"McNab Elementary",35,732,629.5,17.99,653,-4,21.06]
[481,"McNicol Middle",62,1505,1446.05,23.32,1610,0,25.97]
[761,"Meadowbrook Elementary",29,658,442.5,15.26,0,-3,0]
["TBA","Middle \"NN\"",0,null,null,0,1376,53,25.96]
["TBA","Middle \"OO\"",0,null,null,0,1754,67,26.18]
[3702,"Middle School \"GG\"",0,null,null,0,1305,50,26.1]
[3711,"Middle School \"II\"",0,null,null,0,1355,52,26.06]
[3611,"Middle School \"LL\"",0,null,null,0,1730,67,25.82]
[3671,"Middle School \"MM\"",0,null,null,0,1730,67,25.82]
[531,"Miramar Elementary",31,782,743,23.97,730,0,23.55]
[1751,"Miramar High",76,2070,1869.15,24.59,2560,22,26.12]
[1841,"Mirror Lake Elementary",28,726,597.5,21.34,675,-3,27]
[2691,"Morrow Elementary",32,763,696.5,21.77,795,0,24.84]
[881,"New River Middle",56,1539,1481.41,26.45,1628,0,29.07]
[2671,"Nob Hill Elementary",31,776,750,24.19,769,11,18.31]
[561,"Norcrest Elementary",26,601,701,26.96,587,-2,24.46]
[521,"North Andrews Gardens Elementary",36,937,907.5,25.21,898,-7,30.97]
[1191,"North Fork Elementary",34,744,540,15.88,556,-1,16.85]
[2231,"North Lauderdale Elementary",38,983,1045.5,27.51,1015,7,22.56]
[41,"North Side Elementary",25,591,524.47,20.98,536,4,18.48]
[1241,"Northeast High",75,1752,1845.91,24.61,2167,12,24.91]
[1282,"Nova Blanche Forman Elementary",31,980,828,26.71,853,6,23.05]
[1271,"Nova Eisenhower Elementary",36,839,814,22.61,840,3,21.54]
[1281,"Nova High",65,1813,1625.44,25.01,1658,5,23.69]
[1311,"Nova Middle",55,1311,1261.67,22.94,1233,-4,24.18]
[31,"Oakland Park Elementary",27,626,553.48,20.5,642,-6,30.57]
[461,"Oakridge Elementary",31,691,618.5,19.95,596,0,19.23]
[471,"Olsen Middle",67,1698,1522.7,22.73,1670,0,24.93]
[711,"Orange Brook Elementary",32,696,652.5,20.39,720,-1,23.23]
[1831,"Oriole Elementary",29,688,748,25.79,843,9,22.18]
[3311,"Palm Cove Elementary",39,903,1043,26.74,1183,3,28.17]
[1131,"Palmview Elementary",24,606,492.5,20.52,532,0,22.17]
[3571,"Panther Run Elementary",34,925,1136.5,33.43,1293,0,38.03]
[1951,"Park Ridge Elementary",35,946,648.95,18.54,609,-12,26.48]
[3171,"Park Springs Elementary",29,696,778,26.83,934,6,26.69]
[3631,"Parkside Elementary \"M-91\"",38,1100,828,21.79,706,0,18.58]
[701,"Parkway Middle",71,1870,1587.22,22.36,1690,-3,24.85]
[2071,"Pasadena Lakes Elementary",33,734,733.5,22.23,771,3,21.42]
[2661,"Pembroke Lakes Elementary",32,771,771.5,24.11,753,-5,27.89]
[1221,"Pembroke Pines Elementary",36,745,711.99,19.78,660,-2,19.41]
[1631,"Perry, Annabel Elementary",32,770,698,21.81,785,3,22.43]
[1011,"Perry, Henry D. Middle",62,1622,1393.95,22.48,1626,-18,36.95]
[931,"Peters Elementary",38,812,838.5,22.07,868,1,22.26]
[653,"Pine Ridge Alternative Center",20,187,115.62,5.78,235,3,10.22]
[2861,"Pines Lakes Elementary",36,850,766,21.28,877,2,23.08]
[1881,"Pines Middle",58,1458,1388.45,23.94,1579,-28,52.63]
[2811,"Pinewood Elementary",34,802,929.5,27.34,940,0,27.65]
[2571,"Pioneer Middle",49,1255,1335.55,27.26,1335,0,27.24]
[1901,"Piper High",107,3591,2922.28,27.31,3465,7,30.39]
[941,"Plantation Elementary",38,1033,544,14.32,818,0,21.53]
[1451,"Plantation High",77,2359,2525.07,32.79,2844,24,28.16]
[551,"Plantation Middle",41,1008,985.98,24.05,993,4,22.07]
[1251,"Plantation Park Elementary",24,539,528.5,22.02,519,3,19.22]
[751,"Pompano Beach Elementary",28,677,690,24.64,702,-1,26]
[185,"Pompano Beach High School Institute of International Studies",18,510,303.41,16.86,755,0,41.94]
[21,"Pompano Beach Middle",48,1268,1031.8,21.5,1110,-7,27.07]
[3121,"Quiet Waters Elementary",38,934,1044.5,27.49,988,-7,31.87]
[2721,"Ramblewood Elementary",35,808,898.5,25.67,864,1,24]
[2711,"Ramblewood Middle",59,1518,1416.01,24,1412,-7,27.15]
[2121,"Rickards Middle",47,1295,1150.48,24.48,1182,-2,26.27]
[2891,"Riverglades Elementary",34,814,1119.47,32.93,1480,-5,51.03]
[151,"Riverland Elementary",34,763,573.96,16.88,569,-1,17.24]
[3031,"Riverside Elementary",32,731,876.5,27.39,787,3,22.49]
[681,"Rock Island Elementary",25,609,412.06,16.48,486,0,19.44]
[1851,"Royal Palm Elementary",50,1236,1249,24.98,979,-6,22.25]
[891,"Sanders Park Elementary",28,734,547,19.54,568,5,17.21]
[3061,"Sandpiper Elementary",39,855,887,22.74,916,5,20.82]
[3401,"Sawgrass Elementary",36,813,828.38,23.01,965,-3,29.24]
[3431,"Sawgrass Springs Middle",50,1335,1458.53,29.17,1568,-8,37.33]
[2871,"Sea Castle Elementary",27,649,763.5,28.28,826,-2,33.04]
[601,"Seagull School",45,1151,482.1,10.71,371,-40,74.2]
[1891,"Seminole Middle",51,1301,1069.53,20.97,1001,-16,28.6]
[1811,"Sheridan Hills Elementary",21,548,570,27.14,606,7,21.64]
[1321,"Sheridan Park Elementary",28,662,585.5,20.91,835,4,26.09]
[3371,"Silver Lakes Elementary",33,897,1066,32.3,2020,12,44.89]
[2971,"Silver Lakes Middle",54,1341,1488.91,27.57,1735,-13,42.32]
[3491,"Silver Palms Elementary",38,927,1161.5,30.57,1293,2,32.33]
[3081,"Silver Ridge Elementary",32,758,686,21.44,721,-1,23.26]
[3331,"Silver Trail Middle",57,1554,1383.7,24.28,1821,-7,36.42]
[405,"South Area Alternative Center",19,213,143.76,7.57,156,0,8.21]
[171,"South Broward High",71,1922,1686.3,23.75,2234,10,27.58]
[2351,"South Plantation High",89,2140,2215.94,24.9,2614,15,25.13]
[691,"Stirling Elementary",28,656,677,24.18,774,4,24.19]
[3011,"Stoneman Douglas High",112,3104,2858.74,25.52,3512,-5,32.82]
[211,"Stranahan High",85,2104,1877.82,22.09,2193,6,24.1]
[611,"Sunland Park Elementary",26,630,430.5,16.56,478,-1,19.12]
[251,"Sunrise Middle",49,1330,1176,24,1265,-8,30.85]
[422,"Sunset Learning Center",13,179,0,0,0,0,0]
[1171,"Sunshine Elementary",30,641,820.5,27.35,842,3,25.52]
[2621,"Tamarac Elementary",42,967,1279.5,30.46,1521,2,34.57]
[2751,"Taravella J P High",96,2539,2415.19,25.16,2555,-2,27.18]
[571,"Tedder Elementary",29,597,799.62,27.57,802,6,22.91]
[3151,"Tequesta Trace Middle",46,1162,2011.2,43.72,1193,-9,32.24]
[1021,"The Quest Center",20,181,0,0,0,0,0]
[3481,"Tradewinds Elementary",41,1049,1170,28.54,1664,-6,47.54]
[731,"Tropical Elementary",25,644,670,26.8,699,4,24.1]
[1621,"Village Elementary",41,1008,925.5,22.57,908,-3,23.89]
[321,"Walker Elementary",29,1055,810.5,27.95,864,13,20.57]
[511,"Watkins Elementary",36,913,783.42,21.76,890,0,24.72]
[2881,"Welleby Elementary",35,814,898.5,25.67,920,3,24.21]
[161,"West Hollywood Elementary",32,738,675.5,21.11,785,0,24.53]
[2681,"Westchester Elementary",43,1053,1162.48,27.03,1040,-5,27.37]
[2831,"Western High",69,1711,1829,26.51,4813,20,54.08]
[2832,"Western High Annex",46,1184,795,17.28,0,0,0]
[2913,"Western High-9Th Grade Ctr",45,1102,795,17.67,0,0,0]
[2052,"Westpine Middle",55,1464,1673.98,30.44,1948,-14,47.51]
[631,"Westwood Heights Elementary",38,1086,649,17.08,666,0,17.53]
[452,"Whiddon-Rogers Ed Center",37,1355,904.76,24.45,1189,12,24.27]
[1752,"Whispering Pines Ctr",8,78,0,0,0,0,0]
[191,"Wilton Manors Elementary",33,703,490.5,14.86,534,-5,19.07]
[991,"Wingate Oaks Center",30,246,0,0,0,0,0]
[3091,"Winston Park Elementary",38,943,1113.5,29.3,1496,-2,41.56]
[3321,"Young, Virginia S. Elementary",30,698,722.5,24.08,786,0,26.2]
[3001,"Young, Walter C. Middle",61,1572,1617.97,26.52,2717,-22,69.67]
[]
["2e.","BROWARD Total",8587,216329,201331.31000000008,"District Avg 23",254169,986,"District Avg 27"]
[]
["2f.","The number and percentage of district students (CO-FTE) planned to be educated in relocatable facilities during each year."]
[]
["Loc#","Site                              ",null,"2000-01","2001-02","2002-03","2003-04","2004-05","5 YEAR AVERAGE"]
[1741,"Anderson, Boyd H. High",null,0,0,0,0,0,0]
[1791,"Apollo Middle",null,362,0,0,0,0,72.4]
[2221,"Atlantic Vocational Center",null,0,0,0,0,0,0]
[2511,"Atlantic West Elementary",null,24,24,24,24,24,24]
[343,"Attucks Middle",null,0,0,0,0,0,0]
[2611,"Bair Middle",null,0,0,0,0,0,0]
[2001,"Banyan Elementary",null,48,48,48,48,48,48]
[641,"Bayview Elementary",null,0,0,0,0,0,0]
[201,"Bennett Elementary",null,8,8,0,0,0,3.2]
[341,"Bethune, Mary M. Elementary",null,446,446,0,0,0,178.4]
[971,"Boulevard Heights Elementary",null,0,0,0,0,0,0]
[871,"Bright Horizons Center",null,0,0,0,0,0,0]
[811,"Broadview Elementary",null,164,0,0,0,0,32.8]
[501,"Broward Estates Elementary",null,100,100,100,100,100,100]
[1382,"Castle Hill Annex",null,0,0,0,0,0,0]
[1461,"Castle Hill Elementary",null,0,0,0,0,0,0]
[2641,"Central Park Elementary",null,0,0,0,0,0,0]
[2961,"Chapel Trail Elementary",null,130,130,130,130,130,130]
[1421,"Coconut Creek Elementary",null,161,161,0,0,0,64.4]
[1681,"Coconut Creek High",null,127,0,0,0,0,25.4]
[231,"Colbert Elementary",null,110,110,0,0,0,44]
[331,"Collins Elementary",null,37,37,37,37,37,37]
[1211,"Cooper City Elementary",null,84,84,84,84,84,84]
[1931,"Cooper City High",null,267,267,237,237,237,249]
[3041,"Coral Park Elementary",null,20,20,20,20,20,20]
[2551,"Coral Springs Elementary",null,74,74,74,74,74,74]
[1151,"Coral Springs High",null,538,0,0,0,0,107.6]
[2561,"Coral Springs Middle",null,308,0,0,0,0,61.6]
[3111,"Country Hills Elementary",null,0,0,0,0,0,0]
[2981,"Country Isles Elementary",null,114,114,114,114,114,114]
[901,"Cresthaven Elementary",null,0,0,0,0,0,0]
[221,"Croissant Park Elementary",null,100,100,20,20,20,52]
[3222,"Cross Creek School",null,39,39,0,0,0,15.6]
[1871,"Crystal Lake Middle",null,212,212,212,212,212,212]
[1781,"Cypress Elementary",null,24,24,0,0,0,9.6]
[2123,"Cypress Run Alt Center",null,84,84,0,0,0,33.6]
[1071,"Dandy, William  Middle",null,0,0,0,0,0,0]
[101,"Dania Elementary",null,0,0,0,0,0,0]
[2801,"Davie Elementary",null,72,72,48,48,48,57.6]
[11,"Deerfield Beach Elementary",null,0,0,0,0,0,0]
[1711,"Deerfield Beach High",null,0,0,0,0,0,0]
[911,"Deerfield Beach Middle",null,0,0,0,0,0,0]
[391,"Deerfield Park Elementary",null,0,0,0,0,0,0]
[271,"Dillard Elementary",null,0,0,0,0,0,0]
[371,"Dillard High",null,0,0,0,0,0,0]
[3221,"Drew, Charles Elementary",null,0,0,0,0,0,0]
[302,"Drew, Charles Family Resource Center ",null,0,0,0,0,0,0]
[null,"Drew Resource Teen Parent Center\u000b@ Drew Family Resource",null,264,264,264,264,264,264]
[721,"Driftwood Elementary",null,0,0,0,0,0,0]
[861,"Driftwood Middle",null,0,0,0,0,0,0]
[3461,"Eagle Point Elementary",null,52,0,0,0,0,10.4]
[3441,"Eagle Ridge Elementary",null,0,0,0,0,0,0]
[3781,"Elementary D-6",null,0,0,0,0,0,0]
[null,"Elementary E-6",null,0,0,0,0,0,0]
[3631,"Elementary \"M-91\"",null,0,0,0,0,0,0]
[3551,"Elementary \"X\"",null,0,0,0,0,0,0]
[361,"Ely High",null,291,0,0,0,0,58.2]
[3191,"Embassy Creek Elementary ",null,0,0,0,0,0,0]
[2942,"Everglades Elementary",null,0,0,0,0,0,0]
[1641,"Fairway Elementary",null,48,48,48,48,48,48]
[2541,"Flamingo Elementary",null,0,0,0,0,0,0]
[3391,"Flanagan   High",null,440,0,0,0,0,88]
[3511,"Flanagan High 9Th Grade Center",null,1598,1275,1275,1275,1275,1339.6]
[851,"Floranada Elementary",null,0,0,0,0,0,0]
[3051,"Forest Glen Middle",null,276,0,0,0,0,55.2]
[2631,"Forest Hills Elementary",null,0,0,0,0,0,0]
[951,"Fort Lauderdale High",null,0,0,0,0,0,0]
[921,"Foster, Stephen Elementary",null,0,0,0,0,0,0]
[3531,"Fox Trail Elementary",null,0,0,0,0,0,0]
[3642,"Gator Run Elementary",null,0,0,0,0,0,0]
[2851,"Griffin Elementary",null,0,0,0,0,0,0]
[592,"Hallandale Adult & Community",null,0,0,0,0,0,0]
[131,"Hallandale Elementary",null,24,24,24,24,24,24]
[403,"Hallandale High",null,0,0,0,0,0,0]
[491,"Harbordale Elementary",null,0,0,0,0,0,0]
[3131,"Hawkes Bluff Elementary",null,195,195,195,195,195,195]
[3541,"High School \"GGG\"",null,0,0,0,0,0,0]
[3623,"High School \"HHH\"",null,0,0,0,0,0,0]
[121,"Hollywood Central Elementary",null,0,0,0,0,0,0]
[111,"Hollywood Hills Elementary",null,259,239,0,0,0,99.6]
[1661,"Hollywood Hills High",null,0,0,0,0,0,0]
[1761,"Hollywood Park Elementary",null,0,0,0,0,0,0]
[2531,"Horizon Elementary",null,60,60,60,60,60,60]
[1971,"Hunt, James S. Elementary",null,0,0,0,0,0,0]
[3471,"Indian Ridge Middle",null,120,120,120,120,120,120]
[3181,"Indian Trace Elementary",null,226,0,0,0,0,45.2]
[1611,"King, Martin Luther Elementary",null,20,20,0,0,0,8]
[831,"Lake Forest Elementary",null,25,25,25,25,25,25]
[3591,"Lakeside Elementary",null,0,0,0,0,0,0]
[621,"Larkdale Elementary",null,20,20,0,0,0,8]
[1701,"Lauderdale Lakes Middle",null,181,155,155,0,0,98.2]
[431,"Lauderdale Manors Elementary",null,0,0,0,0,0,0]
[1391,"Lauderhill Middle",null,380,286,286,0,0,190.4]
[1381,"Lauderhill P. T.  Elementary",null,0,0,0,0,0,0]
[1091,"Lloyd Estates Elementary",null,73,73,73,0,0,43.8]
[2741,"Maplewood Elementary",null,30,30,30,30,30,30]
[1161,"Margate Elementary",null,0,0,0,0,0,0]
[581,"Margate Middle",null,0,0,0,0,0,0]
[1671,"Markham, Robert C. Elementary",null,0,0,0,0,0,0]
[3291,"Marshall, Thurgood Elem.",null,0,0,0,0,0,0]
[241,"Mcarthur High",null,0,0,0,0,0,0]
[1291,"Mcfatter, William T. Vo-Tech High",null,0,0,0,0,0,0]
[841,"Mcnab Elementary",null,0,0,0,0,0,0]
[481,"Mcnicol Middle",null,0,0,0,0,0,0]
[761,"Meadowbrook Elementary",null,55,55,55,55,55,55]
[3771,"Middle School F-91",null,0,0,0,0,0,0]
[3101,"Middle School \"HH\"",null,0,0,0,0,0,0]
[3622,"Middle School \"KK\"",null,0,0,0,0,0,0]
[531,"Miramar Elementary",null,0,0,0,0,0,0]
[1751,"Miramar High",null,46,0,0,0,0,9.2]
[1841,"Mirror Lake Elementary",null,84,84,20,20,20,45.6]
[2691,"Morrow Elementary",null,0,0,0,0,0,0]
[3701,"New East \"GG\" (K-8)",null,0,0,0,0,0,0]
[3711,"New Middle  \"II\"",null,0,0,0,0,0,0]
[3671,"New Middle  \"MM\"",null,0,0,0,0,0,0]
[881,"New River Middle",null,109,109,109,109,109,109]
[2914,"New Y-91 (K-8)",null,0,0,0,0,0,0]
[2671,"Nob Hill Elementary",null,124,124,100,100,100,109.6]
[561,"Norcrest Elementary",null,0,0,0,0,0,0]
[521,"North Andrews Gardens Elementary",null,0,0,0,0,0,0]
[3651,"North Area School Of Choice",null,267,48,0,0,0,63]
[1191,"North Fork Elementary",null,0,0,0,0,0,0]
[2231,"North Lauderdale Elementary",null,155,0,0,0,0,31]
[41,"North Side Elementary",null,0,0,0,0,0,0]
[1241,"Northeast High",null,0,0,0,0,0,0]
[1282,"Nova Blanche Forman Elem. (Esol)",null,81,81,81,81,81,81]
[1282,"Nova Blanche Forman Elementary",null,156,156,156,156,156,156]
[1271,"Nova Eisenhower D. D. Elem. ",null,0,0,0,0,0,0]
[1271,"Nova Eisenhower D. D. Elementary",null,72,72,72,72,72,72]
[1281,"Nova High",null,264,264,264,264,264,264]
[1311,"Nova Middle",null,497,108,108,108,108,185.8]
[31,"Oakland Park Elementary",null,258,0,0,0,0,51.6]
[461,"Oakridge Elementary",null,0,0,0,0,0,0]
[471,"Olsen Middle",null,0,0,0,0,0,0]
[711,"Orange Brook Elementary",null,0,0,0,0,0,0]
[1831,"Oriole Elementary",null,154,0,0,0,0,30.8]
[3311,"Palm Cove Elementary",null,0,0,0,0,0,0]
[1131,"Palmview Elementary",null,25,25,25,25,25,25]
[3571,"Panther Run Elementary",null,0,0,0,0,0,0]
[1951,"Park Ridge Elementary",null,300,300,47,47,47,148.2]
[3171,"Park Springs Elementary",null,0,0,0,0,0,0]
[701,"Parkway Middle",null,208,208,0,0,0,83.2]
[2071,"Pasadena Lakes Elementary",null,96,96,48,48,48,67.2]
[2661,"Pembroke Lakes Elementary",null,72,72,0,0,0,28.8]
[1221,"Pembroke Pines Elementary",null,102,102,102,102,102,102]
[1631,"Perry, Annabel C. Elementary",null,285,55,55,55,55,101]
[1011,"Perry, Henry D. Middle",null,0,0,0,0,0,0]
[931,"Peters Elementary",null,160,160,0,0,0,64]
[653,"Pine Ridge Center",null,40,40,40,40,40,40]
[2861,"Pines Lakes Elementary",null,50,50,50,50,50,50]
[1881,"Pines Middle",null,0,0,0,0,0,0]
[2811,"Pinewood Elementary",null,0,0,0,0,0,0]
[2571,"Pioneer Middle",null,194,194,194,194,194,194]
[1901,"Piper High",null,667,667,638,638,638,649.6]
[941,"Plantation Elementary",null,0,0,0,0,0,0]
[1451,"Plantation High",null,0,0,0,0,0,0]
[1451,"Plantation High Community School",null,30,30,30,30,30,30]
[1451,"Plantation High School ",null,0,0,0,0,0,0]
[551,"Plantation Middle",null,0,0,0,0,0,0]
[1251,"Plantation Park Elementary",null,26,26,26,26,26,26]
[751,"Pompano Beach Elementary",null,24,24,0,0,0,9.6]
[185,"Pompano Beach Institute For International Studies",null,0,0,0,0,0,0]
[21,"Pompano Beach Middle",null,208,0,0,0,0,41.6]
[3121,"Quiet Waters Elementary",null,190,50,50,50,50,78]
[2721,"Ramblewood Elementary",null,72,0,0,0,0,14.4]
[2711,"Ramblewood Middle",null,460,460,324,30,30,260.8]
[2121,"Rickards Middle",null,360,360,334,194,194,288.4]
[2891,"Riverglades Elementary",null,0,0,0,0,0,0]
[151,"Riverland Elementary",null,75,75,50,50,50,60]
[3031,"Riverside Elementary",null,0,0,0,0,0,0]
[681,"Rock Island Elementary",null,0,0,0,0,0,0]
[1851,"Royal Palm Elementary",null,72,72,72,72,72,72]
[891,"Sanders Park Elementary",null,94,94,94,94,94,94]
[3061,"Sandpiper Elementary",null,100,100,100,100,100,100]
[3401,"Sawgrass Elementary",null,48,48,0,0,0,19.2]
[3431,"Sawgrass Springs Middle",null,197,0,0,0,0,39.4]
[2871,"Sea Castle Elementary",null,0,0,0,0,0,0]
[601,"Seagull School",null,12,12,12,12,12,12]
[1891,"Seminole Middle",null,130,130,0,0,0,52]
[1811,"Sheridan Hills Elementary",null,110,110,90,90,90,98]
[1321,"Sheridan Park Elementary",null,0,0,0,0,0,0]
[1051,"Sheridan Vocational Center",null,0,0,0,0,0,0]
[3371,"Silver Lakes Elementary",null,0,0,0,0,0,0]
[2971,"Silver Lakes Middle",null,0,0,0,0,0,0]
[3491,"Silver Palms Elementary",null,88,88,88,88,88,88]
[3081,"Silver Ridge Elementary",null,0,0,0,0,0,0]
[3331,"Silver Trail Middle ",null,50,50,0,0,0,20]
[405,"South Area Alternative Center",null,0,0,0,0,0,0]
[171,"South Broward High",null,0,0,0,0,0,0]
[2351,"South Plantation High",null,241,0,0,0,0,48.2]
[691,"Stirling Elementary",null,0,0,0,0,0,0]
[3011,"Stoneman Douglas High ",null,835,47,47,47,47,204.6]
[211,"Stranahan High",null,222,222,222,60,60,157.2]
[611,"Sunland Park Elementary",null,0,0,0,0,0,0]
[251,"Sunrise Middle",null,0,0,0,0,0,0]
[422,"Sunset School",null,0,0,0,0,0,0]
[1171,"Sunshine Elementary",null,0,0,0,0,0,0]
[2621,"Tamarac Elementary",null,0,0,0,0,0,0]
[2751,"Taravella, J.P. High",null,0,0,0,0,0,0]
[571,"Tedder Elementary",null,100,100,0,0,0,40]
[3621,"Tequesta Trace Annex",null,0,0,0,0,0,0]
[3151,"Tequesta Trace Middle",null,0,0,0,0,0,0]
[1021,"The Quest Center",null,0,0,0,0,0,0]
[3481,"Tradewinds Elementary",null,152,0,0,0,0,30.4]
[731,"Tropical Elementary",null,0,0,0,0,0,0]
[1621,"Village Elementary",null,90,90,90,90,90,90]
[321,"Walker Elementary",null,0,0,0,0,0,0]
[511,"Watkins Elementary",null,0,0,0,0,0,0]
[2881,"Welleby Elementary",null,40,40,0,0,0,16]
[161,"West Hollywood Elementary",null,50,50,50,50,50,50]
[2681,"Westchester Elementary",null,176,0,0,0,0,35.2]
[2831,"Western High",null,0,0,0,0,0,0]
[2913,"Western High 10th Grade Center",null,0,0,0,0,0,0]
[2911,"Western High 9th Grade Center",null,0,0,0,0,0,0]
[2052,"Westpine Middle",null,0,0,0,0,0,0]
[631,"Westwood Heights Elementary",null,0,0,0,0,0,0]
[452,"Whiddon-Rogers Education Center",null,0,0,0,0,0,0]
[1752,"Whispering Pines School",null,12,12,12,12,12,12]
[191,"Wilton Manors Elementary",null,0,0,0,0,0,0]
[991,"Wingate Oaks Center",null,0,0,0,0,0,0]
[3091,"Winston Park Elementary",null,239,0,0,0,0,47.8]
[3321,"Young, Virginia Shuman Elem.",null,0,0,0,0,0,0]
[3001,"Young, Walter C. Middle ",null,0,0,0,0,0,0]
[]
["2f.","BROWARD Total students in relocatables by year",null,17259,10348,7558,6448,6448,9612.2]
[null,"Total number of CO-FTE students projected by year",null,238837,244574,248686,252804,256664,248313]
[null,"Percent in relocatables by year",null,0.07,0.04,0.03,0.03,0.03,0.04]
[]
["2g.","Plans for the closure of any school, including plans for disposition of the facility or usage of facility space, and anticipated revenues."]
[null,"None"]
[{"$nulls":10},"State Average","State Average","State Average","State Average","State Average","State Average"]
["3 .","The projected cost for each project identified in the tentative district facilities work program.",{"$nulls":7},"Year",1999,1999,1999,1999,1999,1999]
[{"$nulls":9},"Type of School","GSF/Low/StuSta","GSF/Avg/StuSta","GSF/Hi/StuSta","COST/Low/StuSta","COST/Avg/StuSta","COST/Hi/StuSta"]
[{"$nulls":9},1,70,107,174,7485,11173,16419]
[null,"1998 State-wide totals - Gross Sq Ft per student station: Elem low 70, avg 107, high 174; Middle low 88, avg 90, high 180; High School low 117, avg 130, high 143 ",{"$nulls":7},2,88,90,180,7226,13517,18473]
[null,"1998 State-wide totals - Cost per student station: Elem low 7,485, avg 11,173, high 16,419; Middle low 7,226,avg 13,517, high 18,473; High School low 16,957, avg 19,323, high  21,507 ",{"$nulls":7},3,117,130,144,16957,19232,21507]
["3a."]
[null,"2000-01 Year","Type of School (new schools only)  Others=0","2000-01","2000-01","2000-01","2000-01","1999 State Avg","1999 State Avg","1999 State Avg","2000 Projected","1999 State Avg","1999 State Avg","1999 State Avg"]
["Loc#","Project Description","Elem=1, Middle=2, High=3, K-8=2, K-12=3, VoTech=3, ESE=3","PLANNED COST","Student Stations","Gross Sq. Ft","GSF/per StuSta","GSF/Low/StuSta","GSF/Avg/StuSta","GSF/High/StuSta","COST/per StuSta","COST/Low/StuSta","COST/Avg/StuSta","COST/High/StuSta"]
[1741,"Anderson, Boyd H. High","Classroom Addition",6664506,560,23688,42.3,0,0,0,11900.9,0,0,0]
[641,"Bayview Elementary","Phased Replacement II of III",5456000,456,42500,93.2,0,0,0,11964.91,0,0,0]
[361,"Blanche Ely High","New Construciton",4343000,336,16800,50,0,0,0,12925.6,0,0,0]
[361,"Blanche Ely High","Classroom Addition",9270000,672,33600,50,0,0,0,13794.64,0,0,0]
[811,"Broadview  Elementary","Classroom Addition",2205230,200,11864,59.32,0,0,0,11026.15,0,0,0]
[501,"Broward Estates Elementary","Classroom Addition",700000,100,6000,60,0,0,0,7000,0,0,0]
[501,"Broward Estates Elementary","Classroom Addition",460000,80,6000,75,0,0,0,5750,0,0,0]
[1461,"Castle Hill Elementary","Classroom Addition",1300000,109,12400,113.76,0,0,0,11926.61,0,0,0]
[2641,"Central Park Elementary","Classroom Addition",2204201,200,12000,60,0,0,0,11021.01,0,0,0]
[2641,"Central Park Elementary","Classroom Addition",1200000,200,12000,60,0,0,0,6000,0,0,0]
["TBA","Circle Site - Primary Learn Ctr",1,4406970,375,29925,79.8,70,107,174,11751.92,7485,11173,16419]
[1211,"Cooper City Elementary","Classroom Addition",600000,100,6000,60,0,0,0,6000,0,0,0]
[221,"Croissant Park Elementary","Classroom Addition",460000,80,6000,75,0,0,0,5750,0,0,0]
[2801,"Davie Elementary","Classroom Addition",600000,100,6000,60,0,0,0,6000,0,0,0]
[11,"Deerfield Beach Elementary","Phased Replacement II of II",7412583,750,66500,88.67,0,0,0,9883.44,0,0,0]
[1711,"Deerfield Beach High","Classroom Addition",10784620,672,29400,43.75,0,0,0,16048.54,0,0,0]
[371,"Dillard High","Classroom Building",3309903,1250,72800,58.24,0,0,0,2647.92,0,0,0]
[371,"Dillard High","Phased Replacement & New Arts Center Magnet",37500000,1976,140000,70.85,0,0,0,18977.73,0,0,0]
[721,"Driftwood Elementary","Phased Replacement II of II & Demolition",2500800,209,20400,97.61,0,0,0,11965.55,0,0,0]
["TBA","Elementary \"D-6\"  ",1,12912307,1115,117075,105,70,107,174,11580.54,7485,11173,16419]
["TBA","Elementary \"E-6\"",1,13147000,1100,115500,105,70,107,174,11951.82,7485,11173,16419]
["TBA","Elementary \"F-91\"",1,13803208,1115,117075,105,70,107,174,12379.56,7485,11173,16419]
["TBA","Elementary \"N-91\"",1,9656047,780,81900,105,70,107,174,12379.55,7485,11173,16419]
["TBA","Elementary \"O\"",1,13147000,1115,117075,105,70,107,174,11791.03,7485,11173,16419]
["TBA","Elementary \"P\"",1,13147000,1115,117075,105,70,107,174,11791.03,7485,11173,16419]
["TBA","Elementary \"X\"",1,13922390,1115,117075,105,70,107,174,12486.45,7485,11173,16419]
[1641,"Fairway Elementary","Classroom Addition",1150000,200,15000,75,0,0,0,5750,0,0,0]
[951,"Fort Lauderdale High","Phased Replacement",13534081,988,117600,119.03,0,0,0,13698.46,0,0,0]
[592,"Hallandale Adult/Community","Classroom Addition",3969679,386,27600,71.5,0,0,0,10284.14,0,0,0]
[131,"Hallandale Elementary","Phased Replacement II of II",13436738,1115,117075,105,0,0,0,12050.89,0,0,0]
[3131,"Hawkes Bluff Elementary","Classroom Addition",460000,80,6000,75,0,0,0,5750,0,0,0]
[3541,"High School \"GGG\"",3,47024514,3026,414562,137,117,130,144,15540.16,16957,19232,21507]
[3623,"High School \"HHH\"",3,46692822,3026,414562,137,117,130,144,15430.54,16957,19232,21507]
["TBA","High School \"III\"",3,47056818,3026,414562,137,117,130,144,15550.83,16957,19232,21507]
[831,"Lake Forest Elementary","Phased Replacement II of II",5375000,450,60000,133.33,0,0,0,11944.44,0,0,0]
[831,"Lake Forest Elementary","Classroom Addition",920000,160,12000,75,0,0,0,5750,0,0,0]
[1091,"Lloyd Estates Elementary","Classroom Addition",460000,80,6000,75,0,0,0,5750,0,0,0]
[1161,"Margate Elementary","Classroom Addition",2086611,200,17955,89.78,0,0,0,10433.06,0,0,0]
[1161,"Margate Elementary","Classroom Addition",460000,80,6000,75,0,0,0,5750,0,0,0]
[581,"Margate Middle","Classroom Addition",3141950,336,15400.8,45.84,0,0,0,9351.04,0,0,0]
[241,"McArthur High","Classroom Addition/Phased Repl. II & III of III",12200000,672,46480,69.17,0,0,0,18154.76,0,0,0]
[761,"Meadowbrook Elementary","Phased Replacement II of II",3697000,309,25536,82.64,0,0,0,11964.4,0,0,0]
["TBA","Middle \"GG\"",2,19657105,1450,162247,111.89,88,90,180,13556.62,7226,13517,18473]
[3711,"Middle \"II\"",2,21193938,1505,168560,112,88,90,180,14082.35,7226,13517,18473]
[3671,"Middle \"MM\"",2,25676605,1942,211789,109.06,88,90,180,13221.73,7226,13517,18473]
["TBA","North Area Alternative High",3,9000000,795,60000,75.47,117,130,144,11320.75,16957,19232,21507]
[1191,"North Fork Elementary","Classroom Addition",1430000,120,9310,77.58,0,0,0,11916.67,0,0,0]
[2231,"North Lauderdale Elementary","Classroom  Addition",920000,160,12000,75,0,0,0,5750,0,0,0]
[1831,"Oriole Elementary","Classroom Addition",920000,160,12000,75,0,0,0,5750,0,0,0]
[3311,"Palm Cove Elementary","Classroom Addition",1800000,300,18000,60,0,0,0,6000,0,0,0]
[1951,"Park Ridge Elementary","Classroom Addition",460000,80,6000,75,0,0,0,5750,0,0,0]
[653,"Pine Ridge Alternative Center","Classroom Addition",932408,84,3129.84,37.26,0,0,0,11100.1,0,0,0]
[2811,"Pinewood Elementary","Classroom Addition",460000,80,6000,75,0,0,0,5750,0,0,0]
[1451,"Plantation High","Classroom Addition",7005573,672,29400,43.75,0,0,0,10424.96,0,0,0]
[551,"Plantation Middle","Classroom Addition",230000,50,3000,60,0,0,0,4600,0,0,0]
[551,"Plantation Middle","Classroom Addition",1679080,180,9108,50.6,0,0,0,9328.22,0,0,0]
[1251,"Plantation Park Elementary","Classroom Addition",460000,80,6000,75,0,0,0,5750,0,0,0]
[185,"Pompano Beach High School Institute of International Studies","Phased Replacement II of III",12700000,700,75040,107.2,0,0,0,18142.86,0,0,0]
[3031,"Riverside Elementary","Classroom Addition",900000,150,9000,60,0,0,0,6000,0,0,0]
[1851,"Royal Palm Elementary","Classroom Addition",3290000,275,26219.62,95.34,0,0,0,11963.64,0,0,0]
[1851,"Royal Palm Elementary","Classroom Addition",1150000,200,15000,75,0,0,0,5750,0,0,0]
[891,"Sanders Park Elementary","Classroom Addition",690000,120,9000,75,0,0,0,5750,0,0,0]
[1811,"Sheridan Hills Elementary","Classroom Addition",920000,160,12000,75,0,0,0,5750,0,0,0]
[1321,"Sheridan Park Elementary","Classroom Addition",600000,100,6000,60,0,0,0,6000,0,0,0]
[2971,"Silver Lakes Middle","Classroom Addition",2586451,336,15400.8,45.84,0,0,0,7697.77,0,0,0]
[3491,"Silver Palms Elementary","Classroom Addition",460000,80,6000,75,0,0,0,5750,0,0,0]
[171,"South Broward High","Phased Replacement II & III of III Demolition",35800000,1976,275100,139.22,0,0,0,18117.41,0,0,0]
[1171,"Sunshine Elementary","Classroom Addition",2523709,220,12369,56.22,0,0,0,11471.4,0,0,0]
[2621,"Tamarac Elementary","Classroom Addition",3690000,309,17024,55.09,0,0,0,11941.75,0,0,0]
[2751,"Taravella J P High","Classroom Addition",6608957,672,29400,43.75,0,0,0,9834.76,0,0,0]
[571,"Tedder Elementary","Classroom Addition",920000,160,12000,75,0,0,0,5750,0,0,0]
[731,"Tropical Elementary","Classroom Addition",600000,100,6000,60,0,0,0,6000,0,0,0]
[1621,"Village Elementary","Classroom Addition",2500000,212,11758.53,55.46,0,0,0,11792.45,0,0,0]
[321,"Walker Elementary","Classroom Addition",3000000,256,14763,57.67,0,0,0,11718.75,0,0,0]
[321,"Walker Elementary","Classroom Addition",690000,120,9000,75,0,0,0,5750,0,0,0]
[452,"Whiddon-Rogers Ed Center","Classroom Addition",4350000,240,27600,115,0,0,0,18125,0,0,0]
["3a.","BROWARD Total 2000-01",null,556461298,43042,4292015.59,99.72,null,null,null,12928.33]
[]
["3b.","2001-2002 Year","Type of School (new schools only)  Others=0","2001-02","2001-02","2001-02","2001-02","1999 State Avg","1999 State Avg","1999 State Avg","2001 Projected","1999 State Avg","1999 State Avg","1999 State Avg"]
["Loc#","Project Description","Elem=1, Middle=2, High=3, K-8=2, K-12=3, VoTech=3, ESE=3","PLANNED COST","Student Stations","Gross Sq. Ft","GSF/per StuSta","GSF/Low/StuSta","GSF/Avg/StuSta","GSF/High/StuSta","COST/per StuSta","COST/Low/StuSta","COST/Avg/StuSta","COST/High/StuSta"]
[2221,"Atlantic Tech","Classroom Addition",3600000,600,40800,68,0,0,0,6000,0,0,0]
[1791,"Apollo Middle","Classroom Addition",1573847,120,9660,80.5,0,0,0,13115.39,0,0,0]
[1791,"Apollo Middle","Classroom Addition",1200000,200,12000,60,0,0,0,6000,0,0,0]
[341,"Bethune, Mary M. Elementary","Phased Replacement II",6297420,475,24000,50.53,0,0,0,13257.73,0,0,0]
[1421,"Coconut Creek Elementary","Classroom Addition",2098109,240,17955,74.81,0,0,0,8742.12,0,0,0]
[231,"Colbert Elementary","Phased Replacement I of II",2624440,245,34000,138.78,0,0,0,10712,0,0,0]
[231,"Colbert Elementary","Classroom Addition",1200000,200,1200,6,0,0,0,6000,0,0,0]
[1781,"Cypress Elementary","Classroom Addition",1364750,240,17955,74.81,0,0,0,5686.46,0,0,0]
[2123,"Cypress Run Alt/ Exceptional Cntr",3,5457970,146,40000,273.97,117,130,144,37383.36,16957,19232,21507]
[3191,"Embassy Creek Elementary","Classroom Addition",600000,100,6000,60,0,0,0,6000,0,0,0]
[111,"Hollywood Hills Elementary","Phased Replacement II of III",2099655,250,36176,144.7,0,0,0,8398.62,0,0,0]
["TBA","Middle School \"LL\"",2,24200000,1730,162247,93.78,88,90,180,13988.44,7226,13517,18473]
[1751,"Miramar High","Classroom Addition",7977350,792,40991,51.76,0,0,0,10072.41,0,0,0]
[2231,"North Lauderdale Elementary","Classroom Addition",2415228,240,17955,74.81,0,0,0,10063.45,0,0,0]
[1241,"Northeast High","Classroom Addition",2100000,300,19200,64,0,0,0,7000,0,0,0]
[41,"North  Side Elementary","Classroom Addition",900000,150,9000,60,0,0,0,6000,0,0,0]
[1281,"Nova High","Classroom Addition",1800000,300,19200,64,0,0,0,6000,0,0,0]
[1311,"Nova  Middle","Classroom Addition",2550000,425,27200,64,0,0,0,6000,0,0,0]
[31,"Oakland Park Elementary","Classroom Addition",1364750,180,13300,73.89,0,0,0,7581.94,0,0,0]
[1831,"Oriole Elementary","Classroom Addition",2250000,200,12000,60,0,0,0,11250,0,0,0]
[1951,"Park Ridge Elementary","Classroom Addition",1364749,120,9310,77.58,0,0,0,11372.91,0,0,0]
[1631,"Perry, Annabel Elementary","Classroom Addition",2728470,224,14000,62.5,0,0,0,12180.67,0,0,0]
[1631,"Perry, Annabel Elementary","Classroom Addition",600000,100,6000,60,0,0,0,6000,0,0,0]
[931,"Peters Elementary","Classroom Addition & Renovation",3000000,240,24605,102.52,0,0,0,12500,0,0,0]
[2861,"Pines Lakes Elementary","Classroom Addition",900000,150,9000,60,0,0,0,6000,0,0,0]
[21,"Pompano Beach Middle","Classroom Addition",2679789,200,12000,60,0,0,0,13398.95,0,0,0]
[2721,"Ramblewood Elementary","Classroom Addition",600000,150,9000,60,0,0,0,4000,0,0,0]
[2351,"South Plantation High","Classroom Addition",9447160,720,56000,77.78,0,0,0,13121.06,0,0,0]
[3011,"Stoneman Douglas High","Classroom Addition",3600000,600,384000,640,0,0,0,6000,0,0,0]
[2681,"Westchester Elementary","Classroom Addition",1200000,200,12000,60,0,0,0,6000,0,0,0]
[3091,"Winston Park Elementary","Classroom Addition",2729500,240,17955,74.81,0,0,0,11372.92,0,0,0]
["3b","BROWARD Total 2001-02",null,102523187,10077,1114709,110.62,null,null,null,10173.98]
[]
["3c.","2002-2003 Year","Type of School (new schools only)  Others=0","2002-03","2002-03","2002-03","2002-03","1999 State Avg","1999 State Avg","1999 State Avg","2002 Projected","1999 State Avg","1999 State Avg","1999 State Avg"]
["Loc#","Project Description","Elem=1, Middle=2, High=3, K-8=2, K-12=3, VoTech=3, ESE=3","PLANNED COST","Student Stations","Gross Sq. Ft","GSF/per StuSta","GSF/Low/StuSta","GSF/Avg/StuSta","GSF/High/StuSta","COST/per StuSta","COST/Low/StuSta","COST/Avg/StuSta","COST/High/StuSta"]
[341,"Bethune Elementary","Classroom Addition",600000,100,6000,60,0,0,0,6000,0,0,0]
[861,"Driftwood Middle","Classroom Addition",1200000,200,12000,60,0,0,0,6000,0,0,0]
[111,"Hollywood Hills Elementary","Classroom Addition",1800000,300,18000,60,0,0,0,6000,0,0,0]
[2671,"Nob Hill Elementary","Classroom Addition",1200000,300,18000,60,0,0,0,4000,0,0,0]
[521,"N. Andrews Elementary","Classroom Addition",600000,100,6000,60,0,0,0,6000,0,0,0]
[1282,"Nova Blanche Forman Elem","Classroom Addition",900000,150,9000,60,0,0,0,6000,0,0,0]
[1271,"Nova Eisenhower","Classroom Addition",900000,150,9000,60,0,0,0,6000,0,0,0]
[2071,"Pasadena Lakes Elementary","Classroom Addition",900000,150,9000,60,0,0,0,6000,0,0,0]
[2711,"Ramblewood Middle","Classroom Addition",4635000,336,15400.8,45.84,0,0,0,13794.64,0,0,0]
[3061,"Sandpiper Elementary","Classroom Addition",1200000,200,12000,60,0,0,0,6000,0,0,0]
[691,"Sterling Elementary","Classroom Addition",900000,150,9000,60,0,0,0,6000,0,0,0]
[571,"Tedder Elementary","Classroom Addition",600000,100,6000,60,0,0,0,6000,0,0,0]
[2881,"Welleby Elementary","Classroom Addition",900000,150,9000,60,0,0,0,6000,0,0,0]
[2831,"Western High","Classroom Addition",3600000,600,38400,64,0,0,0,6000,0,0,0]
["3c","BROWARD Total 2002-03",null,19935000,2986,176800.8,829.84,0,0,0,89794.64,0,0,0]
[]
["3d.","2003-2004 Year","Type of School (new schools only)  Others=0","2003-04","2003-04","2003-04","2003-04","1999 State Avg","1999 State Avg","1999 State Avg","2003 Projected","1999 State Avg","1999 State Avg","1999 State Avg"]
["Loc#","Project Description","Elem=1, Middle=2, High=3, K-8=2, K-12=3, VoTech=3, ESE=3","PLANNED COST","Student Stations","Gross Sq. Ft","GSF/per StuSta","GSF/Low/StuSta","GSF/Avg/StuSta","GSF/High/StuSta","COST/per StuSta","COST/Low/StuSta","COST/Avg/StuSta","COST/High/StuSta"]
[211,"Stranahan High","Classroom Addition",1800000,300,18000,60,0,0,0,6000,0,0,0]
["3d.","BROWARD Total 2002-03",null,1800000,300,18000,60,null,null,null,6000]
[]
["3e.","2004-2005 Year","Type of School (new schools only)  Others=0","2004-05","2004-05","2004-05","2004-05","1999 State Avg","1999 State Avg","1999 State Avg","2004 Projected","1999 State Avg","1999 State Avg","1999 State Avg"]
["Loc#","Project Description","Elem=1, Middle=2, High=3, K-8=2, K-12=3, VoTech=3, ESE=3","PLANNED COST","Student Stations","Gross Sq. Ft","GSF/per StuSta","GSF/Low/StuSta","GSF/Avg/StuSta","GSF/High/StuSta","COST/per StuSta","COST/Low/StuSta","COST/Avg/StuSta","COST/High/StuSta"]
[3171,"Park Springs Elementary","Classroom Addition",900000,150,9000,60,0,0,0,6000,0,0,0]
["3e","BROWARD Total 2004-05",null,900000,150,9000,60,0,0,0,6000,0,0,0]
[]
["3f.","BROWARD 5-Year Total",null,681619485,56555,5610525.39]
[]
["4 .","Schedule of Estimated Capital Outlay Revenue from each currently approved source which is estimated to be available for expenditures on the"]
[null,"projects included in the tentative district facilities work program.   All amounts below are NET after considering carryover balances, interest earned, new COP's, 237 loans etc."]
[]
[null,null,null,"2000-01","2001-02","2002-03","2003-04","2004-05"]
[null,null,null,"Actual Budget","Projected","Projected","Projected","Projected","5 YEAR TOTAL"]
[null,"The Millege projected for discretionary capital outlay per s.236.25",null,2,2,2,2,2,10]
[null,"Full value of the 2-Mill discretionary capital outlay per s.236.25",null,142894902,150165000,160076000,168880000,178000000,800015902]
[null,"Value of the portion of the 2-Mills ACTUALLY levied.",null,147894902,150165000,160076000,168880000,178000000,805015902,"2 mill Expenditures"]
[null,"  less amount used to purchase school busses",null,2889001,996000,9199082,10559888,10802210,34446181,0.0427894416922959]
[null,"  less amount used to purchase other vehicles",null,0,0,2425794,2464845,2225792,7116431,0.00884011232861335]
[null,"  less amount transferred to operating budget for maintenance/repair",null,24900000,10600000,10600000,10600000,10600000,67300000,0.0836008330180787]
[null,"  less amount used for maintenance/repair",null,23521000,20967000,19930000,20964000,20149000,105531000,0.131091820345184]
[null,"  less amount used to purchase capital outlay equipment",null,19220000,4900000,5000000,15000000,25000000,69120000,0.0858616579228767]
[null,"  less amount used to correct environmental problems",null,35990000,12043000,0,0,0,48033000,0.0596671443143741]
[null,"  less amount transferred to operating budget for salaries",null,0,0,0,0,0,0,0]
[null,"  less amount used to pay debt service for s.237 loans",null,5262000,2817000,0,0,0,8079000,0.0100358265966279]
[null,"  less amount to pay debt service for COP's ",null,20852475,66190045,82931969,88273602,88662693,346910784,0.430936560555049]
[null,"  less other (please be specific)",null,0,0,0,0,0,0,0,"ALL Capital Outlay Expenditures"]
[null,"Net available 2-mills to construct new stu stations & core facilities",null,15260426,31651955,29989155,21017665,20560305,118479506,0.147176603226901,0.12]
[null,"P E C O New Construction",null,13062000,5684000,7092000,7057595,2722525,35618120,null,0.03]
[null,"C O & D S   Bond Proceeds  received on 20 March 1999",null,1158000,902000,914000,1255000,1621000,5850000,null,0.01]
[null,"C O & D S maximum potential bond proceeds",null,600000,300000,100000,0,0,1000000,null,0]
[null,"Proceeds from 1/2 cent sales surtax authorized",null,0,0,0,0,0,0,null,0]
[null,"Proceeds from a s.237 loan",null,0,0,0,0,0,0,null,0]
[null,"Proceeds from local governmental infrastructure sales surtax",null,0,0,0,0,0,0,null,0]
[null,"Voted local bond referendum proceeds per s.9, Art VII State Const.",null,0,0,0,0,null,0,null,0]
[null,"Proceeds from Certificates of Participation (COP's)",null,372085000,187051316,45119800,5000000,0,609256116,null,0.6]
[null,"Classrooms First Bond proceeds amount authorized in FY 1998-99",null,217413301,0,0,0,0,217413301,null,0.21]
[null,"Impact fees received",null,6300000,6850000,7000000,7000000,7000000,34150000,null,0.03]
[null,"Private donations",null,155000,155000,155000,155000,155000,775000,null,0]
[null,"Grants from local governments or not-for-profit organizations",null,0,0,0,0,0,0,null,0]
["4.","BROWARD Total",null,626033727,232594271,90369955,41485260,32058830,1022542043,1.0000000000000007,1]
[]
["5 .","Schedule indicating which projects included in the tentative district facilities work program will be funded from current revenues projected"]
[null,"in paragraph 4 above."]
[null,null,null,"2000-01","2001-02","2002-03","2003-04","2004-05"]
["Loc#","Project Description",null,"Actual Budget","Projected","Projected","Projected","Projected","5 YEAR TOTAL"]
[1741,"Anderson, Boyd H. High","Classroom Addition",6659240,{"$nulls":4},6659240]
[1791,"Apollo Middle","Classroom Addition",null,1200000,null,null,null,1200000]
[1791,"Apollo Middle","Classroom Addition",null,1278351,214884,80606,null,1573841]
[2221,"Atlantic Technical Center","Classroom Addition",null,3600000,null,null,null,3600000]
[2511,"Atlantic West Elementary","Land",300000,{"$nulls":4},300000]
[641,"Bayview Elementary","Phased Replacement II of III",9100586,{"$nulls":4},9100586]
[341,"Bethune, Mary M. Elementary","Classroom Addition",null,null,600000,null,null,600000]
[341,"Bethune, Mary M. Elementary","Phased Replacement II",560941,126818,5609661,null,null,6297420]
[361,"Blanche Ely High","New Construction",4343000,{"$nulls":4},4343000]
[361,"Blanche Ely High","New Construction",9270000,{"$nulls":4},9270000]
[971,"Boulevard Heights Elementary","Cafeteria Replacement",3902360,{"$nulls":4},3902360]
[811,"Broadview Elementary","Cafeteria Replacement",1306108,{"$nulls":4},1306108]
[811,"Broadview Elementary","Classroom Addition",193573,1695503,316154,null,null,2205230]
[811,"Broadview Elementary","Land",493770,{"$nulls":4},493770]
[501,"Broward Estates Elementary","Cafeteria Replacement",2873850,{"$nulls":4},2873850]
[501,"Broward Estates Elementary","Classroom Addition",700000,{"$nulls":4},700000]
[501,"Broward Estates Elementary","First Grade Class Size Reduction Classroom Addition",460000,"","",null,null,460000]
[1461,"Castle Hill Elementary","Classroom Addition / New Cafeteria / Kitchen / Multipurpose area / Stage",6394815,32172,null,null,null,6426987]
[2641,"Central Park Elementary","Classroom Addition",1200000,{"$nulls":4},1200000]
[2641,"Central Park Elementary","Classroom Addition",2204201,{"$nulls":4},2204201]
["TBA","Circle Site - Primary Learning Center","New School",4406970,{"$nulls":4},4406970]
[1421,"Coconut Creek Elementary","Classroom Addition",null,183522,1614224,300363,null,2098109]
[231,"Colbert Elementary","Classroom Addition",null,1200000,null,null,null,1200000]
[231,"Colbert Elementary","Phased Replacement I of II",null,532473,4400504,315903,null,5248880]
[1211,"Cooper City Elementary","Classroom Addition",600000,{"$nulls":4},600000]
[1211,"Cooper City Elementary","New Cafeteria / Kitchen / Multipurpose area / Stage",null,null,406893,2391063,141664,2939620]
[3721,"Country Lakes Middle Site","Site Acquisition",38094,{"$nulls":4},38094]
[221,"Croissant Park Elementary","First Grade Class Size Reduction Classroom Addition",460000,"","",null,null,460000]
[1781,"Cypress Elementary","Classroom Addition",null,119341,1049400,196009,null,1364750]
[2123,"Cypress Run Alternative / Exceptional Center","New School",null,515032,4537450,405488,null,5457970]
[2123,"Cypress Run Alternative / Exceptional Center","Site expansion.  Must be a separate site.",750000,{"$nulls":4},750000]
[2801,"Davie Elementary","Classroom Addition",600000,{"$nulls":4},600000]
[11,"Deerfield Beach Elementary","Phased Replacement II of III",7409913,{"$nulls":4},7409913]
[1711,"Deerfield Beach High","Classroom Addition",8938126,1846494,null,null,null,10784620]
[1711,"Deerfield Beach High","Site Expansion",205000,{"$nulls":4},205000]
[911,"Deerfield Beach Middle","Phased Replacement",3601578,{"$nulls":4},3601578]
[371,"Dillard High","Classroom Building",3241136,{"$nulls":4},3241136]
[371,"Dillard High","Phased Replacement & New Arts Center",37955855,1150959,null,null,null,39106814]
[0,"District Wide","Capitalized Cost",12000000,8276000,9125000,9125000,12625000,51151000]
[0,"District Wide","COLA",null,1931000,5261000,5376000,5177000,17745000]
[0,"District Wide","Contingency",8388228,2872197,3104381,3229000,1289768,18883574]
[0,"District Wide","Land",3871713,500000,500000,1000000,1000000,6871713]
[79360,"District Wide","Land Acquisition",6758465,{"$nulls":4},6758465]
[0,"District Wide","Legal & Contingency",3600000,3600000,3600000,3600000,3600000,18000000]
[0,"District Wide","Modulars to replace 20 year old Portables",3200000,800000,null,null,null,4000000]
[721,"Driftwood Elementary","Phased Replacement II of II",4958538,{"$nulls":4},4958538]
[861,"Driftwood Middle","Classroom Addition",null,null,1200000,null,null,1200000]
[861,"Driftwood Middle","Phased Replacement",2849667,{"$nulls":4},2849667]
[3781,"Elementary School \"D-6\"","New School (Parkland)",12912307,{"$nulls":4},12912307]
[3741,"Elementary School \"E-6\"","New School (Miramar)",13147000,{"$nulls":4},13147000]
[3771,"Elementary School \"F-91\"","Elementary F-91 site expansion/easement",583633,{"$nulls":4},583633]
[3771,"Elementary School \"F-91\"","New School (Tamarac)",13753107,{"$nulls":4},13753107]
[3701,"Elementary School \"N-91\"","New School (Fort Lauderdale)",9656047,{"$nulls":4},9656047]
[3701,"Elementary School \"N-91\"","Site Acquisition",3208377,{"$nulls":4},3208377]
["TBA","Elementary School \"O\"","Elementary Site \"O\"",1500000,{"$nulls":4},1500000]
["TBA","Elementary School \"O\"","New School (Coconut Creek / Deerfield area)",1314700,11832300,null,null,null,13147000]
["TBA","Elementary School \"P\"","Elementary Site \"P\"",1700000,{"$nulls":4},1700000]
["TBA","Elementary School \"P\"","New School (Weston . Southwest Ranches area)",1314700,11832300,null,null,null,13147000]
[3761,"Elementary School \"X\"","Elem X Replace Site",112310,{"$nulls":4},112310]
[3761,"Elementary School \"X\"","New School",13922390,{"$nulls":4},13922390]
[3191,"Embassy Creek Elementary","Classroom Addition",null,600000,null,null,null,600000]
[2942,"Everglades Elementary","Existing Project",851577,{"$nulls":4},851577]
[1641,"Fairway Elementary","First Grade Class Size Reduction Classroom Addition",1150000,{"$nulls":4},1150000]
[3622,"Falcon Cove \"KK\"","New School (Weston)",7114335,{"$nulls":4},7114335]
[851,"Floranada Elementary","Replacement",1614680,{"$nulls":4},1614680]
[951,"Fort Lauderdale High","Classroom Addition",3750000,{"$nulls":4},3750000]
[951,"Fort Lauderdale High","Phased Replacement",11547309,1668343,970203,null,null,14185855]
[131,"Hallandale Elementary","Phased Replacement II of II",13437332,{"$nulls":4},13437332]
[3131,"Hawkes Bluff Elementary","First Grade Class Size Reduction Classroom Addition",460000,"","",null,null,460000]
[3541,"High School \"GGG\"","Land Acquisition",1823568,{"$nulls":4},1823568]
[3541,"High School \"GGG\"","New School (Coconut Creek)",6104345,37863169,3057000,null,null,47024514]
[3623,"High School \"HHH\"","New School (Weston)",40232812,6460010,null,null,null,46692822]
["TBA","High School \"III\"","Land Development",5000000,{"$nulls":4},5000000]
["TBA","High School \"III\"","New School (Miramar)",6136649,37863169,3057000,null,null,47056818]
[111,"Hollywood Hills Elementary","Classroom Addition",null,null,1800000,null,null,1800000]
[111,"Hollywood Hills Elementary","Phased Replacement II of III",null,492139,3707171,null,null,4199310]
[2991,"Huntington Elementary Site","Site expansion",1000586,{"$nulls":4},1000586]
[1611,"King, Martin Luther Elementary","New Cafeteria / Kitchen / Multipurpose area / Stage",254791,53988,null,null,null,308779]
[831,"Lake Forest Elementary","First Grade Class Size Reduction Classroom Addition",920000,{"$nulls":4},920000]
[831,"Lake Forest Elementary","Phased Replacement II of II",6093116,945306,123262,null,null,7161684]
[431,"Lauderdale Manors Elementary","New Cafeteria / Kitchen / Multipurpose area / Stage",2286130,287589,null,null,null,2573719]
[1091,"Lloyd Estates Elementary","First Grade Class Size Reduction Classroom Addition",460000,{"$nulls":4},460000]
[3101,"Lyons Creek Middle \"HH\"","New School",4961839,{"$nulls":4},4961839]
[1161,"Margate Elementary","Classroom Addition",1738361,348250,null,null,null,2086611]
[1161,"Margate Elementary","First Grade Class Size Reduction Classroom Addition",460000,{"$nulls":4},460000]
[581,"Margate Middle","Classroom Addition",2575490,423408,143052,null,null,3141950]
[1671,"Markham, Robert Elementary","New Cafeteria / Kitchen / Multipurpose area / Stage",2292916,260196,null,null,null,2553112]
[241,"McArthur High","Classroom Addition/Phased Repl. II of III",10200838,1362433,null,null,null,11563271]
[241,"McArthur High","Phased Replacement III of III",9270000,1854000,null,null,null,11124000]
[841,"McNab Elementary","Phase III of III",6000000,{"$nulls":4},6000000]
[841,"McNab Elementary","Phased Replacement II of III",5528633,{"$nulls":4},5528633]
[481,"McNicol Middle","Phased Replacement School",756587,{"$nulls":4},756587]
[761,"Meadowbrook Elementary","Phased Replacement School",5303184,{"$nulls":4},5303184]
[3702,"Middle School \"GG\"","New School (Fort Lauderdale)",16659457,2997648,null,null,null,19657105]
[3711,"Middle School \"II\"","New School (Tamarac)",19193938,2000000,null,null,null,21193938]
[3611,"Middle School \"LL\"","Land Development",600000,{"$nulls":4},600000]
[3611,"Middle School \"LL\"","New School (Parkland)",null,20570000,3630000,null,null,24200000]
[3671,"Middle School \"MM\"","New School (Miramar)",25676605,{"$nulls":4},25676605]
[1751,"Miramar High","Classroom Addition",900655,7076695,null,null,null,7977350]
[2671,"Nob Hill Elementary","Classroom Addition",null,null,1200000,null,null,1200000]
[561,"Norcrest Elementary","Phased Replacement",5165048,{"$nulls":4},5165048]
[521,"North Andrews Gardens Elementary","Classroom Addition",null,null,600000,null,null,600000]
[521,"North Andrews Gardens Elementary","Phased Replacement III of III",10855750,{"$nulls":4},10855750]
["TBA","North Area Alternative High School","New school",1000000,7000000,1000000,null,null,9000000]
["TBA","North Area Alternative High School","Site Acquisition",3000000,{"$nulls":4},3000000]
[1191,"North Fork Elementary","Classroom Addition",1731186,348795,13540,null,null,2093521]
[2231,"North Lauderdale Elementary","Classroom Addition",null,2006507,368034,40687,null,2415228]
[2231,"North Lauderdale Elementary","First Grade Class Size Reduction Classroom Addition",920000,{"$nulls":4},920000]
[41,"North Side Elementary","Addition",200000,{"$nulls":4},200000]
[41,"North Side Elementary","Classroom Addition",null,900000,null,null,null,900000]
[1241,"Northeast High","Classroom Addition",null,2100000,null,null,null,2100000]
[1282,"Nova Blanche Forman Elementary","Classroom Addition",null,null,900000,null,null,900000]
[1271,"Nova Eisenhower Elementary","Classroom Addition",null,null,900000,null,null,900000]
[1281,"Nova High","Classroom Addition",null,1800000,null,null,null,1800000]
[1311,"Nova Middle","Classroom Addition",null,2550000,null,null,null,2550000]
[31,"Oakland Park Elementary","Classroom Addition",119341,1049400,196009,null,null,1364750]
[31,"Oakland Park Elementary","Site expansion",1500000,{"$nulls":4},1500000]
[472,"Olsen Middle Annex","Renovation",740000,4185000,null,null,null,4925000]
[711,"Orange Brook Elementary","Phased Replacement I",null,748536,169288,2309260,null,3227084]
[1831,"Oriole Elementary","Classroom Addition",220638,1937274,361467,null,null,2519379]
[1831,"Oriole Elementary","First Grade Class Size Reduction Classroom Addition",920000,{"$nulls":4},920000]
[3311,"Palm Cove Elementary","Classroom Addition",1800000,{"$nulls":4},1800000]
[1131,"Palmview Elementary","New Cafeteria / Kitchen / Multipurpose area / Stage",null,null,281225,2293139,365256,2939620]
[1951,"Park Ridge Elementary","Classroom Addition",null,119341,1049400,196008,null,1364749]
[1951,"Park Ridge Elementary","First Grade Class Size Reduction Classroom Addition",460000,{"$nulls":4},460000]
[3171,"Park Springs Elementary","Classroom Addition",{"$nulls":4},900000,900000]
[3631,"Parkside Elementary \"M-91\"","New School (Coral Springs)",4036009,{"$nulls":4},4036009]
[2071,"Pasadena Lakes Elementary","Classroom Addition",null,null,900000,null,null,900000]
[1221,"Pembroke Pines Elementary","New Cafeteria / Kitchen / Multipurpose area / Stage",null,null,386509,2292916,260196,2939621]
[1631,"Perry, Annabel Elementary","Classroom Addition",null,600000,null,null,null,600000]
[1631,"Perry, Annabel Elementary","Classroom Addition",238682,2098800,390988,null,null,2728470]
[931,"Peters Elementary","Classroom Addition & Renovation",null,243773,3638044,180353,null,4062170]
[653,"Pine Ridge Alternative Center","Classroom Addition",932408,{"$nulls":4},932408]
[2861,"Pines Lakes Elementary","Classroom Addition",null,900000,null,null,null,900000]
[1881,"Pines Middle","Site Acquisition",500613,{"$nulls":4},500613]
[2811,"Pinewood Elementary","First Grade Class Size Reduction Classroom Addition",460000,"","",null,null,460000]
[1901,"Piper High","Classroom Addition",7102030,{"$nulls":4},7102030]
[941,"Plantation Elementary","New School",2762518,{"$nulls":4},2762518]
[1451,"Plantation High","Classroom Addition",6652071,340910,null,null,null,6992981]
[1451,"Plantation High","Addition",465795,{"$nulls":4},465795]
[1451,"Plantation High","Classroom Addition",6022187,{"$nulls":4},6022187]
[551,"Plantation Middle","Classroom Addition",230000,{"$nulls":4},230000]
[551,"Plantation Middle","Classroom Addition",1815961,{"$nulls":4},1815961]
[1251,"Plantation Park Elementary","First Grade Class Size Reduction Classroom Addition",460000,"","",null,null,460000]
[185,"Pompano Beach High School Institute of International Studies","Phased Replacement II of III",22861927,1460952,849089,null,null,25171968]
[21,"Pompano Beach Middle","Classroom Addition",null,1200000,null,null,null,1200000]
[2721,"Ramblewood Elementary","Classroom Addition",null,600000,null,null,null,600000]
[2711,"Ramblewood Middle","Classroom Addition",null,null,463500,3476250,695250,4635000]
[3031,"Riverside Elementary","Classroom Addition",900000,{"$nulls":4},900000]
[1851,"Royal Palm Elementary","Classroom Addition & Cafeteria / Kitchen / Multipurpose area / Stage",6135273,41650,null,null,null,6176923]
[1851,"Royal Palm Elementary","First Grade Class Size Reduction Classroom Addition",1150000,{"$nulls":4},1150000]
[891,"Sanders Park Elementary","First Grade Class Size Reduction Classroom Addition",690000,"","",null,null,690000]
[3061,"Sandpiper Elementary","Classroom Addition",null,null,1200000,null,null,1200000]
[2914,"School \"Y\"","New School (southwest)",{"$nulls":4},1493500,1493500]
[601,"Seagull School","New Media Center",null,null,null,309000,1751000,2060000]
[1811,"Sheridan Hills Elementary","First Grade Class Size Reduction Classroom Addition",920000,{"$nulls":4},920000]
[1321,"Sheridan Park Elementary","Classroom Addition",600000,{"$nulls":4},600000]
[2971,"Silver Lakes Middle","Classroom Addition",2290474,121464,null,null,null,2411938]
[3491,"Silver Palms Elementary","First Grade Class Size Reduction Classroom Addition",460000,"","",null,null,460000]
[171,"South Broward High","Complete Phased Replacement III of III",28683399,1545000,8755000,null,null,38983399]
[171,"South Broward High","Phased Replacement II of III",3618252,1463854,null,null,null,5082106]
[171,"South Broward High","Site expansion",1100000,{"$nulls":4},1100000]
[2351,"South Plantation High","Classroom Addition",null,7788595,1658565,null,null,9447160]
[691,"Stirling Elementary","Classroom Addition",null,null,900000,null,null,900000]
[3011,"Stoneman Douglas High","Classroom Addition",null,3600000,null,null,null,3600000]
[211,"Stranahan High","Addition",1986968,{"$nulls":4},1986968]
[211,"Stranahan High","Classroom Addition",null,null,null,1800000,null,1800000]
[611,"Sunland Park Elementary","Site Acquisition",914672,{"$nulls":4},914672]
[3661,"Sunset Lakes Site","Sunset Lakes Site",25688,{"$nulls":4},25688]
[1171,"Sunshine Elementary","Classroom Addition",2504624,15572,null,null,null,2520196]
["TBA","SW Middle School (Miramar Site)","Land Development",{"$nulls":4},2500000,2500000]
[2621,"Tamarac Elementary","Classroom Addition",4515650,{"$nulls":4},4515650]
[2751,"Taravella J P High","Classroom Addition",6607237,{"$nulls":4},6607237]
[571,"Tedder Elementary","Classroom Addition",null,null,600000,null,null,600000]
[571,"Tedder Elementary","First Grade Class Size Reduction Classroom Addition",920000,{"$nulls":4},920000]
[571,"Tedder Elementary","New Cafeteria / Kitchen / Multipurpose area / Stage",331165,114579,null,null,null,445744]
[571,"Tedder Elementary","Site expansion",1200000,{"$nulls":4},1200000]
[731,"Tropical Elementary","Classroom Addition",600000,{"$nulls":4},600000]
[1621,"Village Elementary","Classroom Addition",3500144,24372,null,null,null,3524516]
[1621,"Village Elementary","Remodel, Renovate, and Expand Cafeteria / Kitchen / Multipurpose area / Stage",482255,3761012,331165,114578,null,4689010]
[321,"Walker Elementary","Classroom Addition",3305185,253686,null,null,null,3558871]
[321,"Walker Elementary","First Grade Class Size Reduction Classroom Addition",690000,{"$nulls":4},690000]
[321,"Walker Elementary","New Cafeteria / Kitchen / Multipurpose area / Stage",null,null,275917,2403507,260196,2939620]
[2881,"Welleby Elementary","Classroom Addition",null,null,900000,null,null,900000]
[2681,"Westchester Elementary","Classroom Addition",null,1200000,null,null,null,1200000]
[2831,"Western High","Classroom Addition",null,null,3600000,null,null,3600000]
[631,"Westwood Heights Elementary","Site expansion",360000,{"$nulls":4},360000]
[452,"Whiddon-Rogers Ed Center","Classroom Addition",6131578,{"$nulls":4},6131578]
[191,"Wilton Manors Elementary","Phased Replacement",2962968,{"$nulls":4},2962968]
[3091,"Winston Park Elementary","Classroom Addition",null,2224394,454976,50130,null,2729500]
[{"$nulls":8},0]
["5.","BROWARD Total",null,626033727,232594271,90369955,41485260,32058830,1022542043]
[]
["6 .","Schedule of options for generation of additional revenues by the district facilities work program which are not funded under paragraph 5 above."]
[null,"Additional anticipated revenues may include effort index grants and SIT Program awards."]
[null,null,null,"2000-01","2001-02","2002-03","2003-04","2004-05"]
[null,null,null,"Actual Budget","Projected","Projected","Projected","Projected","5 YEAR TOTAL"]
[null,"Effort Index Grants",null,0,0,0,0,0,0]
[null,"SIT Program awards",null,0,0,0,0,0,0]
[null,"Other (specify)",null,0,0,0,0,0,0]
["6.","BROWARD Total",null,0,0,0,0,0,0]
[]
["7 .","Schedule indicating which projects included in the tentative district facilities work program in paragraph (2) 2. above which CANNOT be funded"]
[null,"from current revenues projected over the next 5-years."]
[null,null,null,"2000-01","2001-02","2002-03","2003-04","2004-05"]
["Loc#","Project Description",null,"Actual Budget","Projected","Projected","Projected","Projected","5 YEAR TOTAL"]
["1741","Anderson, Boyd H. High","New Cafeteria / Kitchen due to excessive capacity",{"$nulls":4},5170261.95,5170261.95]
["1741","Anderson, Boyd H. High","New Media Center due to excessive capacity",{"$nulls":4},3835612.935,3835612.935]
["1791","Apollo Middle","Remodel Media Center to expand for excessive capacity",{"$nulls":4},787458.42,787458.42]
["2511","Atlantic West Elementary","New Media Center due to excessive capacity",{"$nulls":4},1412779.515,1412779.515]
["0343","Attucks Middle","New Media Center due to excessive capacity",{"$nulls":4},2662222.1850000005,2662222.1850000005]
["0343","Attucks Middle","Remodel Cafeteria / Kitchen to expand for excessive capacity",{"$nulls":4},1265117.28,1265117.28]
["2611","Bair Middle","New Media Center due to excessive capacity",{"$nulls":4},2337232.38,2337232.38]
["2001","Banyan Elementary","New Media Center to expand for excessive capacity",{"$nulls":4},1256178.21,1256178.21]
["0201","Bennett Elementary","New Media Center due to excessive capacity",{"$nulls":4},995176.035,995176.035]
["0361","Blanche Ely High","New Media Center to expand for excessive capacity",{"$nulls":4},3458124.2849999997,3458124.2849999997]
["0971","Boulevard Heights Elementary","Remodel Media Center to expand for excessive capacity",{"$nulls":4},558264.84,558264.84]
["0811","Broadview Elementary","New Media Center due to excessive capacity",{"$nulls":4},1414463.4,1414463.4]
["1421","Coconut Creek Elementary","New Cafeteria / Kitchen due to excessive capacity",{"$nulls":4},1809702.3,1809702.3]
["1681","Coconut Creek High","New Cafeteria / Kitchen due to excessive capacity",{"$nulls":4},5247694.2,5247694.2]
["1681","Coconut Creek High","New Media Center due to excessive capacity",{"$nulls":4},3893056.86,3893056.86]
["0231","Colbert Elementary","Remodel Cafeteria / Kitchen to expand for excessive capacity",{"$nulls":4},527821.14,527821.14]
["0331","Collins Elementary","Remodel Media Center to expand for excessive capacity",{"$nulls":4},265921.53,265921.53]
["1931","Cooper City High","Remodel Cafeteria / Kitchen to expand for excessive capacity",{"$nulls":4},1479898.98,1479898.98]
["3041","Coral Park Elementary","New Cafeteria / Kitchen to expand for excessive capacity",{"$nulls":4},1953505.05,1953505.05]
["2551","Coral Springs Elementary","New Media Center due to excessive capacity",{"$nulls":4},1421198.94,1421198.94]
["1151","Coral Springs High","New Media Center due to excessive capacity",{"$nulls":4},3768321.48,3768321.48]
["1151","Coral Springs High","Remodel Cafeteria / Kitchen to expand for excessive capacity",{"$nulls":4},1815338.28,1815338.28]
["2561","Coral Springs Middle","New Media Center to expand for excessive capacity",{"$nulls":4},2310290.22,2310290.22]
["2981","Country Isles Elementary","New Cafeteria / Kitchen to expand for excessive capacity",{"$nulls":4},1953505.05,1953505.05]
["0901","Cresthaven Elementary","New Cafeteria / Kitchen due to excessive capacity",{"$nulls":4},1962354.45,1962354.45]
["1871","Crystal Lake Community Middle","New Media Center to expand for excessive capacity",{"$nulls":4},2431529.94,2431529.94]
["1781","Cypress Elementary","New Media Center due to excessive capacity",{"$nulls":4},1269649.29,1269649.29]
["1781","Cypress Elementary","Remodel Cafeteria / Kitchen to expand for excessive capacity",{"$nulls":4},638312.22,638312.22]
["1071","Dandy, William Middle","Remodel Media Center to expand for excessive capacity",{"$nulls":4},812539.56,812539.56]
["0101","Dania Elementary","New Cafeteria / Kitchen due to excessive capacity",{"$nulls":4},1749968.85,1749968.85]
["2801","Davie Elementary","Remodel Media Center to expand for excessive capacity",{"$nulls":4},554689.8,554689.8]
["1711","Deerfield Beach High","New Cafeteria / Kitchen to expand for excessive capacity",{"$nulls":4},4349480.1,4349480.1]
["1711","Deerfield Beach High","Remodel Media Center to expand for excessive capacity",{"$nulls":4},1425603.06,1425603.06]
["0911","Deerfield Beach Middle","New Media Center due to excessive capacity",{"$nulls":4},2581395.7049999996,2581395.7049999996]
["0861","Driftwood Middle","New Cafeteria / Kitchen due to excessive capacity",{"$nulls":4},3298613.85,3298613.85]
["0861","Driftwood Middle","Remodel Media Center to expand for excessive capacity",{"$nulls":4},1000145.37,1000145.37]
["TBA","Elementary \"Q\"","New School",{"$nulls":4},13700000,13700000]
["TBA","Elementary \"R\"","New School",{"$nulls":4},13700000,13700000]
["3051","Forest Glen Middle","New Media Center due to excessive capacity",{"$nulls":4},2317025.76,2317025.76]
["2631","Forest Hills Elementary","New Media Center due to excessive capacity",{"$nulls":4},1395940.6649999998,1395940.6649999998]
["0921","Foster, Stephen Elementary","Remodel Cafeteria / Kitchen to expand for excessive capacity",{"$nulls":4},556980.06,556980.06]
["3531","Fox Trail Elementary","Remodel Media Center to expand for excessive capacity",{"$nulls":4},634988.55,634988.55]
["0403","Hallandale High","Remodel Cafeteria / Kitchen to expand for excessive capacity",{"$nulls":4},1404543.84,1404543.84]
["0403","Hallandale High","Remodel Media Center to expand for excessive capacity",{"$nulls":4},1345695.33,1345695.33]
["TBA","High School \"JJJ\"","New School",{"$nulls":4},25000000,25000000]
["TBA","High School \"LLL\"","New School",{"$nulls":4},25000000,25000000]
["0121","Hollywood Central Elementary","New Cafeteria / Kitchen due to excessive capacity",{"$nulls":4},1931381.55,1931381.55]
["0121","Hollywood Central Elementary","New Media Center to expand for excessive capacity",{"$nulls":4},1470031.6050000002,1470031.6050000002]
["1661","Hollywood Hills High","New Media Center due to excessive capacity",{"$nulls":4},3003496.65,3003496.65]
["1761","Hollywood Park Elementary","New Cafeteria / Kitchen due to excessive capacity",{"$nulls":4},1727845.35,1727845.35]
["2531","Horizon Elementary","New Media Center due to excessive capacity",{"$nulls":4},1259545.98,1259545.98]
["3471","Indian Ridge Middle","Remodel Media Center to expand for excessive capacity",{"$nulls":4},967495.2,967495.2]
["0831","Lake Forest Elementary","New Cafeteria / Kitchen due to excessive capacity",{"$nulls":4},1668111.9,1668111.9]
["0621","Larkdale Elementary","New Cafeteria / Kitchen to expand for excessive capacity",{"$nulls":4},1668111.9,1668111.9]
["0621","Larkdale Elementary","Remodel Media Center to expand for excessive capacity",{"$nulls":4},428893.08,428893.08]
["1701","Lauderdale Lakes Middle","Remodel Media Center to expand for excessive capacity",{"$nulls":4},692272.98,692272.98]
["1391","Lauderhill Middle","New Media Center to expand for excessive capacity",{"$nulls":4},2146953.375,2146953.375]
["1391","Lauderhill Middle","Remodel Cafeteria / Kitchen to expand for excessive capacity",{"$nulls":4},944034,944034]
["2741","Maplewood Elementary","New Media Center due to excessive capacity",{"$nulls":4},1390889.01,1390889.01]
["1161","Margate Elementary","New Cafeteria / Kitchen to expand for excessive capacity",{"$nulls":4},1809702.3,1809702.3]
["0581","Margate Middle","New Cafeteria / Kitchen to expand for excessive capacity",{"$nulls":4},2834020.35,2834020.35]
["0581","Margate Middle","New Media Center to expand for excessive capacity",{"$nulls":4},2157056.685,2157056.685]
["0841","McNab Elementary","New Media Center to expand for excessive capacity",{"$nulls":4},1422882.825,1422882.825]
["TBA","Middle \"NN\"","New School",{"$nulls":4},19137000,19137000]
["TBA","Middle \"OO\"","New School",{"$nulls":4},26000000,26000000]
["1751","Miramar High","New Cafeteria / Kitchen due to excessive capacity",{"$nulls":4},4880444.1,4880444.1]
["1841","Mirror Lake Elementary","New Cafeteria / Kitchen to expand for excessive capacity",{"$nulls":4},1588467.3,1588467.3]
["2691","Morrow Elementary","New Media Center due to excessive capacity",{"$nulls":4},1476767.145,1476767.145]
["1191","North Fork Elementary","Remodel Cafeteria / Kitchen to expand for excessive capacity",{"$nulls":4},661773.42,661773.42]
["2231","North Lauderdale Elementary","New Media Center due to excessive capacity",{"$nulls":4},1395940.6649999998,1395940.6649999998]
["1241","Northeast High","New Cafeteria / Kitchen due to excessive capacity",{"$nulls":4},4258773.75,4258773.75]
["1282","Nova Blanche Forman Elementary","Remodel Cafeteria / Kitchen to expand for excessive capacity",{"$nulls":4},615577.2,615577.2]
["1271","Nova Eisenhower Elementary","New Cafeteria / Kitchen due to excessive capacity",{"$nulls":4},1873860.45,1873860.45]
["1281","Nova High","New Media Center to expand for excessive capacity",{"$nulls":4},2998572.885,2998572.885]
["0461","Oakridge Elementary","New Cafeteria / Kitchen to expand for excessive capacity",{"$nulls":4},1758818.25,1758818.25]
["3571","Panther Run Elementary","Remodel Media Center to expand for excessive capacity",{"$nulls":4},634988.55,634988.55]
["0701","Parkway Middle","New Cafeteria / Kitchen due to excessive capacity",{"$nulls":4},4152580.95,4152580.95]
["0701","Parkway Middle","New Media Center due to excessive capacity",{"$nulls":4},3160652.145,3160652.145]
["1631","Perry, Annabel Elementary","Remodel Cafeteria / Kitchen to expand for excessive capacity",{"$nulls":4},476206.5,476206.5]
["1011","Perry, Henry D. Middle","Remodel Media Center to expand for excessive capacity",{"$nulls":4},817036.29,817036.29]
["2861","Pines Lakes Elementary","New Media Center due to excessive capacity",{"$nulls":4},1392572.895,1392572.895]
["1881","Pines Middle","Remodel Media Center to expand for excessive capacity",{"$nulls":4},644177.52,644177.52]
["2811","Pinewood Elementary","New Media Center due to excessive capacity",{"$nulls":4},1427934.48,1427934.48]
["2571","Pioneer Middle","New Media Center due to excessive capacity",{"$nulls":4},2386065.045,2386065.045]
["1901","Piper High","New Cafeteria / Kitchen to expand for excessive capacity",{"$nulls":4},4526468.1,4526468.1]
["1901","Piper High","New Media Center due to excessive capacity",{"$nulls":4},3358007.73,3358007.73]
["2721","Ramblewood Elementary","New Media Center due to excessive capacity",{"$nulls":4},1417831.17,1417831.17]
["2711","Ramblewood Middle","New Media Center to expand for excessive capacity",{"$nulls":4},2229463.74,2229463.74]
["0151","Riverland Elementary","New Media Center due to excessive capacity",{"$nulls":4},1325217.4949999999,1325217.4949999999]
["3031","Riverside Elementary","Remodel Cafeteria / Kitchen to expand for excessive capacity",{"$nulls":4},689815.14,689815.14]
["3431","Sawgrass Springs Middle","Remodel Media Center to expand for excessive capacity",{"$nulls":4},823655.7,823655.7]
["1891","Seminole Middle","New Media Center due to excessive capacity",{"$nulls":4},1919628.9,1919628.9]
["3371","Silver Lakes Elementary","Remodel Media Center to expand for excessive capacity",{"$nulls":4},634988.55,634988.55]
["2971","Silver Lakes Middle","New Media Center due to excessive capacity",{"$nulls":4},2232831.51,2232831.51]
["2351","South Plantation High","New Cafeteria / Kitchen due to excessive capacity",{"$nulls":4},4966725.75,4966725.75]
["2351","South Plantation High","Remodel Media Center to expand for excessive capacity",{"$nulls":4},1284361.05,1284361.05]
["0211","Stranahan High","New Cafeteria / Kitchen to expand for excessive capacity",{"$nulls":4},4559653.35,4559653.35]
["0211","Stranahan High","New Media Center due to excessive capacity",{"$nulls":4},3382626.5549999997,3382626.5549999997]
["2751","Taravella J P High","New Media Center due to excessive capacity",{"$nulls":4},3605837.235,3605837.235]
["2751","Taravella J P High","Remodel Cafeteria / Kitchen to expand for excessive capacity",{"$nulls":4},1751546.16,1751546.16]
["0731","Tropical Elementary","New Cafeteria / Kitchen to expand for excessive capacity",{"$nulls":4},1895983.95,1895983.95]
["0731","Tropical Elementary","Remodel Media Center to expand for excessive capacity",{"$nulls":4},592758.39,592758.39]
["0511","Watkins Elementary","Remodel Media Center to expand for excessive capacity",{"$nulls":4},634988.55,634988.55]
["2681","Westchester Elementary","New Media Center due to excessive capacity",{"$nulls":4},1512128.73,1512128.73]
["2831","Western High","New Media Center to expand for excessive capacity",{"$nulls":4},3188958.465,3188958.465]
["3321","Young, Virginia S. Elementary","Remodel Media Center to expand for excessive capacity",{"$nulls":4},495813.36,495813.36]
["3001","Young, Walter C. Middle","New Cafeteria / Kitchen due to excessive capacity",{"$nulls":4},3064104.75,3064104.75]
[{"$nulls":8},0]
["7.","Broward Total",null,0,0,0,0,318082930.475,318082930.475]
[]
[]
[null,"NOTE: If the sum of the totals in paragraphs 5. and 7. above DO NOT equal the total in paragraph 2. above, the message \"Check Totals\" appears.   -- They should balance ! !"]
[null,"Project Description",null,"1999-00","2000-01","2001-02","2002-03","2003-04","5 YEAR TOTAL"]
[null,"This row is for \"Checking and Balancing\" only",null,"","","","","",""]
[]
["2.(b)","To the extent available, the tentative district facilities work program shall be based on information produced by the demographic and revenue"]
[null,"education estimating conferences."]
[]
["(3)","The adopted district facilities work program shall:"]
["(a)","Be a complete, balanced capital outlay financial plan for the district."]
["(b)","Set forth the proposed commitments and planned expenditures of the district to address the educational facilities needs of its students"]
[null,"and to adequately provide for the maintenance of the educational plant and ancillary facilities."]
[]
["(4)","The first year of the adopted district facilities work program shall constitute the capital outlay budget required in s. 235.18."]
[null,"The adopted district facilities work program shall include the information required in paragraphs (2) (a) 1., 2., and 3., based upon projects actually"]
[null,"funded in the program."]
{"$rows_empty":7}
["Respectfully submitted this ___________ day of ____________________, 1999."]
[]
[null,"SCHOOL BOARD OF ","BROWARD  COUNTY"]
[]
["DISTRICT SUPERINTENDENT:",{"$nulls":4},"Franklin L. Till, Jr."]
[null,null,"Signature",null,null,"Name Printed",null,null,"Date"]
[]
["COMPTROLLER:",{"$nulls":4},"I. Benjamin Leong",null,null,null," "]
[null,null,"Signature",null,null,"Name Printed",null,null,"Date",null," "]
[]
["DISTRICT POINT-OF-CONTACT PERSON:  ",null,null,"Alexander Baum","Director, Capital Systems Reporting & Control",null,"954-712-1715","abaum9873@cap-ii.broward.k12.fl.us",null," "]
[null,null,null,"Name Printed","Job Title","Phone number(s)",null,"E-Mail Address",null,null," "]
[]
[]
["Stop","Stop","Stop","Stop","Stop","Stop","Stop","Stop","Stop","Stop","Stop","Stop","Stop","Stop","Stop","Stop","Stop","Stop"]