{"text_format":"2","workbook":"xls","n_sheets":2,"sheets":["Recovered_Sheet1","2002 5 Yr Plan "],"not_rendered":{"charts":0,"images":1,"macros":1,"external_links":7,"defined_names":44,"comments":0,"pivot_tables":0},"unopened":[],"bounds":{"document_bytes":16777216,"sheet_cells":100000,"run_cost":"one","rows_first":2000,"rows_last":500,"rows_between":2000,"halvings":0,"cell_chars":16384,"cell_head_chars":4096},"cells_cut":0,"cells_raw":0,"read":"whole","date_system":"1900","formulas":"cached_only"}

{"sheet":"Recovered_Sheet1","index":0,"n_rows":0,"n_cols":0,"rows_kept":0,"cut":false,"hidden":true,"merged":[],"flags":["formulas_cached_only"]}

{"sheet":"2002 5 Yr Plan ","index":1,"n_rows":4002,"n_cols":25,"rows_kept":4002,"cut":false,"hidden":false,"merged":[],"flags":["formulas_cached_only"]}
[]
["Broward  SCHOOL DISTRICT - - FACILITIES FIVE-YEAR WORK PROGRAM"]
["Broward   SCHOOL  DISTRICT - -  WORKSHEET "]
["This work program worksheet must be filled out completely and a paper copy signed and submitted to DOE, Office of Educational Facilities , and a copy submitted ",{"$nulls":8},"Last Revised",{"$nulls":14},"The application must be filled out completely and a paper copy signed and submitted to the SMART Schools Clearinghouse, and a copy submitted electronically by September 1, 1998, and all data accurate as of July 15, 1998."]
["electronically in digital format (email: janet.burns@fldoe.org), as you received it (not a fax), prior to October 1, 2002, and all data accurate as of July 15, 2002.",{"$nulls":8},"2002-10-15T13:52:15.290",{"$nulls":14},"The application must be filled out completely and a paper copy signed and submitted to the SMART Schools Clearinghouse, and a copy submitted electronically by September 1, 1998, and all data accurate as of July 15, 1998."]
["District: ====>",null,"Broward","Date: ==>","2002-10-15",null,"For fiscal years","  2002-2003 through 2006-2007"]
[]
["Section 235.185 School district facilities work program; definitions; preparation, adoption, and amendment."]
[]
["(1)    DEFINITIONS"]
["(a)"]
["(b)"]
{"$rows_empty":7}
["(2)     PREPARATION OF TENTATIVE DISTRICT FACILITIES WORK PROGRAM"]
["(a)"]
[]
["1 .","A schedule of major repair and renovation projects necessary to maintain the educational plant and ancillary facilities"]
[null,"of the district."]
[null,null,null,"2002-03 ","2003-04 ","2004-05","2005-06","2006-07"]
[null,"Project","Location","Actual Budget","Projected Cost","Projected Cost","Projected Cost","Projected Cost","5 YEAR TOTAL"]
[null,"Facilities Remodeling & Renovation"]
[1741,"Kitchen/Cafeteria","Anderson, Boyd H. High",null,null,null,412500,4212500,4625000]
[1791,"Remodeling/ Addition","Apollo Middle",null,768231,null,null,null,768231]
[2221,"Remodel/Renovate Media Center","Atlantic Technical Center",null,null,null,200000,1800000,2000000]
[343,"Bundled Renovation Projects","Attucks Middle",null,100000,969000,null,null,1069000]
[2001,"Enclose Media Ctr, Parent Drof Off","Banyan Elementary",null,null,400000,null,null,400000]
[9855,"Air Conditioning","BECON/ITV",24433,{"$nulls":4},24433]
[9855,"Remodeling / Expansion","BECON/ITV",61178,{"$nulls":4},61178]
[201,"Kitchen/Cafeteria","Bennett Elementary",400000,3600000,null,null,null,4000000]
[361,"Regional Athletic Facility","Blanche Ely High",null,null,1646208,null,null,1646208]
[971,"Cafeteria Replacement","Boulevard Heights Elementary",122936,{"$nulls":4},122936]
[871,"Covered Walkway","Bright Horizons School",50000,{"$nulls":4},50000]
[811,"Remodeling/Renovation","Broadview Elementary",null,null,500000,null,null,500000]
[501,"Cafeteria Replacement","Broward Estates Elementary",79051,{"$nulls":4},79051]
[2771,"Special program","Broward Fire Academy",106000,{"$nulls":4},106000]
[1382,"Demolition","Castle Hill Annex",null,800000,null,null,null,800000]
[2641,"Student Drop-Off","Central Park Elementary",3843,{"$nulls":4},3843]
[1421,"Covered Walkway","Coconut Creek Elementary",3576,{"$nulls":4},3576]
[1681,"Track Renovation","Coconut Creek High",null,164621,null,null,null,164621]
[1211,"New Cafeteria / Kitchen / Multipurpose area / Stage","Cooper City Elementary",2709653,{"$nulls":4},2709653]
[1931,"Kitchen/Cafeteria","Cooper City High",null,450000,4050000,null,null,4500000]
[1931,"Regional Athletic Facility","Cooper City High",42498,{"$nulls":4},42498]
[1931,"Remodeling, Renovation, and Indoor Air Quality","Cooper City High",559515,{"$nulls":4},559515]
[2551,"Drainage","Coral Springs Elementary",null,null,650000,null,null,650000]
[2561,"Kitchen/Cafeteria","Coral Springs Middle",null,750000,null,null,null,750000]
[221,"Drainage","Croissant Park Elementary",125000,{"$nulls":4},125000]
[1871,"Remodel rooms to science","Crystal Lake Community Middle",null,150000,null,null,null,150000]
[1781,"Drainage","Cypress Elementary",105365,{"$nulls":4},105365]
[101,"Kitchen/Cafeteria","Dania Elementary",null,null,null,400000,3600000,4000000]
[101,"Cooling Tower","Dania Elementary",null,null,150000,null,null,150000]
[2801,"Lighting ","Davie Elementary",null,175000,null,null,null,175000]
[2801,"Joint Pavilion Project","Davie Elementary",4638,{"$nulls":4},4638]
[11,"Kitchen/Cafeteria","Deerfield Beach Elementary",425000,3825000,null,null,null,4250000]
[1711,"Regional Athletic Facility","Deerfield Beach High",null,null,1646208,null,null,1646208]
[911,"Pool Replacement","Deerfield Beach Middle",24918,{"$nulls":4},24918]
[391,"Bus Drive","Deerfield Park Elementary",null,400000,null,null,null,400000]
[0,"Ancillary Facilities","District Wide",2446000,{"$nulls":4},2446000]
[0,"Asbestos Abatement","District Wide",2548000,2548000,2548000,2548000,null,10192000]
[0,"Contingency","District Wide",4833000,4803000,null,null,null,9636000]
[0,"Design Fees","District Wide",1000000,1000000,1000000,null,null,3000000]
[0,"Restroom Renovations Reserve","District Wide",1500000,1500000,null,null,null,3000000]
[301,"Install Nursery Playground","Drew Resource Center",null,100000,null,null,null,100000]
[861,"Drainage","Driftwood Middle",125000,{"$nulls":4},125000]
[3441,"Playground Drainage","Eagle Ridge Elementary",115000,{"$nulls":4},115000]
[2541,"Drainage (Western)","Flamingo Elementary",80000,{"$nulls":4},80000]
[403,"Auditorium Renovations","Hallandale High",null,109747,null,null,null,109747]
[403,"Remodeling and Renovation","Hallandale High",401994,54114,null,null,null,456108]
[403,"Site Improvements","Hallandale High",null,null,219494,null,null,219494]
[491,"Remodeling / New Construction","Harbordale Elementary",84997,{"$nulls":4},84997]
[3131,"Drainage /IAQ","Hawkes Bluff Elementary",null,100000,900000,null,null,1000000]
[111,"Kitchen/Cafeteria","Hollywood Hills Elementary",null,310000,2790000,null,null,3100000]
[1661,"Remodeling and Renovation","Hollywood Hills High",260670,2905336,403854,null,null,3569860]
[1661,"Track Renovations","Hollywood Hills High",null,null,164621,null,null,164621]
[1971,"Kitchen/Cafeteria","Hunt, James S. Elementary",200000,1800000,null,null,null,2000000]
[1611,"New Cafeteria / Kitchen / Multipurpose area / Stage","King, Martin Luther Elementary",93444,{"$nulls":4},93444]
[831,"Kitchen/Cafeteria","Lake Forest Elementary",2000000,{"$nulls":4},2000000]
[621,"Drainage","Larkdale Elementary",null,600000,null,null,null,600000]
[1701,"Remodeling","Lauderdale Lakes Middle",null,768231,null,null,null,768231]
[431,"New Cafeteria / Kitchen / Multipurpose area / Stage","Lauderdale Manors Elementary",80559,{"$nulls":4},80559]
[431,"Partial Replacement","Lauderdale Manors Elementary",null,null,3600000,null,null,3600000]
[1391,"HVAC","Lauderhill Middle",null,800000,null,null,null,800000]
[1391,"Remodeling","Lauderhill Middle",null,768231,null,null,null,768231]
[1091,"Remodeling / Addition","Lloyd Estates Elementary",293992,1745255,194109,null,null,2233356]
[1091,"Renovation","Lloyd Estates Elementary",40830,{"$nulls":4},40830]
[2741,"Drainage","Maplewood Elementary",70000,{"$nulls":4},70000]
[1161,"Kitchen/Cafeteria","Margate Elementary",400000,3600000,null,null,null,4000000]
[581,"Kitchen/Cafeteria","Margate Middle",null,400000,3600000,null,null,4000000]
[241,"Addition to Phased Replacement Project","McArthur High",350000,{"$nulls":4},350000]
[481,"Joint-Use Facility with the City of Hollywood - Remodeling & Renovation","McNicol Middle",26500,{"$nulls":4},26500]
[761,"Kitchen/Cafeteria","Meadowbrook Elementary",null,360000,3240000,null,null,3600000]
[1841,"Addition","Mirror Lake Elementary",null,54874,null,null,null,54874]
[2671,"Drainage/Parking","Nob Hill Elementary",240000,{"$nulls":4},240000]
[1241,"Kitchen/Cafeteria","Northeast High",null,null,null,500000,5000000,5500000]
[1241,"Master Plan Facility","Northeast High",null,54874,null,null,null,54874]
[1241,"Remodeling and Renovation","Northeast High",3191361,423937,null,null,null,3615298]
[1282,"Existing Project","Nova Blanche Forman Elementary",11067,{"$nulls":4},11067]
[1271,"Kitchen/Cafeteria","Nova Eisenhower Elementary",50000,450000,null,null,null,500000]
[1281,"Existing Project","Nova High",11103,{"$nulls":4},11103]
[1281,"Remodeling and Renovation","Nova High",85855,{"$nulls":4},85855]
[1281,"Track Renovations ","Nova High",164621,{"$nulls":4},164621]
[1311,"Existing Project","Nova Middle",11573,{"$nulls":4},11573]
[1311,"Remodeling, Renovations & Site Improvement","Nova Middle",null,1242448,null,null,null,1242448]
[31,"Play Courts","Oakland Park Elementary",100000,{"$nulls":4},100000]
[31,"Bus Loop","Oakland Park Elementary",4373,{"$nulls":4},4373]
[1131,"Drainage/parking","Palmview Elementary",null,null,250000,null,null,250000]
[1131,"New Cafeteria / Kitchen / Multipurpose area / Stage","Palmview Elementary",299648,2443355,389183,null,null,3132186]
[701,"Fire Alarm","Parkway Middle",144697,{"$nulls":4},144697]
[701,"Remodeling and Renovation","Parkway Middle",4433832,434766,155382,null,null,5023980]
[1221,"New Cafeteria / Kitchen / Multipurpose area / Stage","Pembroke Pines Elementary",411828,2443118,277240,null,null,3132186]
[1631,"New Kitchen/Cafeteria","Perry, Annabel Elementary",400000,3600000,null,null,null,4000000]
[2861,"Remodeling & Renovation / IAQ","Pines Lakes Elementary",21792,{"$nulls":4},21792]
[1901,"Existing Project","Piper High",41254,{"$nulls":4},41254]
[1451,"Kitchen/Cafeteria","Plantation High",null,412000,3708000,null,null,4120000]
[1451,"Track Renovations ","Plantation High",null,164621,null,null,null,164621]
[21,"Site Improvement","Pompano Beach Middle",null,54874,null,null,null,54874]
[3121,"Renovate drive area (HSS)","Quiet Waters Elementary",250000,{"$nulls":4},250000]
[2711,"Renovate Rest Rooms","Ramblewood Middle",{"$nulls":4},400000,400000]
[2121,"Remodeling/Addition","Rickards Middle",267000,2743681,null,null,null,3010681]
[2891,"Drainage","Riverglades Elementary",75000,{"$nulls":4},75000]
[3031,"Existing Project","Riverside Elementary",36121,{"$nulls":4},36121]
[681,"Remodeling and Renovation","Rock Island Elementary",301657,1732047,202944,null,null,2236648]
[1851,"Site Needs","Royal Palm Elementary",null,54874,null,null,null,54874]
[9335,"New Construction","S/W Bus Parking Facilities",234598,{"$nulls":4},234598]
[891,"Traffic Flow","Sanders Park Elementary",100000,{"$nulls":4},100000]
[3061,"Parking","Sandpiper Elementary",120000,{"$nulls":4},120000]
[3061,"Existing Project","Sandpiper Elementary",41097,{"$nulls":4},41097]
[601,"New Media Center","Seagull School",null,329242,1865703,null,null,2194945]
[601,"Water/Sewer","Seagull School",null,null,1000000,null,null,1000000]
[1891,"Remodeling & IAQ","Seminole Middle",33130,{"$nulls":4},33130]
[1321,"Drainage","Sheridan Park Elementary",75000,{"$nulls":4},75000]
[1051,"Air Conditioning","Sheridan Technical Center",17880,{"$nulls":4},17880]
[2971,"BECON","Silver Lakes Middle",100000,{"$nulls":4},100000]
[405,"Existing Project","South Area Alternative Center",40133,{"$nulls":4},40133]
[9279,"Remodeling","South Area Bus Parking Lot",6602,{"$nulls":4},6602]
[171,"Regional Athletic Facility","South Broward High",null,1646208,null,null,null,1646208]
[2351,"Regional Athletic Facility","South Plantation High",42498,{"$nulls":4},42498]
[2351,"Renovation","South Plantation High",36411,{"$nulls":4},36411]
[691,"Bus Loop/Parking","Stirling Elementary",null,110000,null,null,null,110000]
[3011,"Track Renovations ","Stoneman Douglas High",null,null,164621,null,null,164621]
[211,"Remodeling and Renovation","Stranahan High",170671,{"$nulls":4},170671]
[211,"Swimming Pool & Track Renovations","Stranahan High",63229,{"$nulls":4},63229]
[1171,"Drop off Area","Sunshine Elementary",null,160000,null,null,null,160000]
[2751,"Remodeling and Renovation","Taravella J P High",176669,{"$nulls":4},176669]
[2751,"Track Renovations ","Taravella J P High",null,null,164621,null,null,164621]
[571,"New Cafeteria / Kitchen / Multipurpose area / Stage","Tedder Elementary",109545,{"$nulls":4},109545]
[731,"Kitchen/Cafeteria","Tropical Elementary",null,360000,3240000,null,null,3600000]
[1621,"Remodel, Renovate, and Expand Cafeteria / Kitchen / Multipurpose area / Stage","Village Elementary",469578,122084,null,null,null,591662]
[3001,"Drainage","Young, Walter C. Middle",null,null,250000,null,null,250000]
[321,"New Cafeteria / Kitchen / Multipurpose area / Stage","Walker Elementary",293992,2560953,277240,null,null,3132185]
[9334,"Fleet Maintenance Facility","West Central Bus Parking/Maint",189415,{"$nulls":4},189415]
[631,"Playground ","Westwood Heights Elementary",null,null,100000,null,null,100000]
[452,"Remodeling and Renovation","Whiddon-Rogers Ed Center",3975,219494,724003,null,null,947472]
[null,"Education Technology Services - Technology Upgrades"]
[0,"E-Learning - Online Professional Development","District Wide",700000,300000,300000,300000,300000,1900000]
[0,"CD/IM (Curriculum Development / Instructional Management System) - ","District Wide",500000,500000,500000,500000,500000,2500000]
[0,"Site Level Assessment Management System:","District Wide",null,1500000,1000000,null,null,2500000]
[0,"Upgrade Portable Buildings (Classrooms)","District Wide",3185000,3185000,2185000,2185000,2185000,12925000]
[0,"End User Equipment - Computer Labs (School Based)","District Wide",3273280,3100000,1100000,1100000,1100000,9673280]
[0,"End User Equipment - Classroom (School Based)","District Wide",8578248,4065000,1963000,2712613,2612613,19931474]
[0,"Thin Client Deployment Project","District Wide",2412000,1300000,null,null,null,3712000]
[0,"Infrastructure Equipment Upgrade: (School Based)","District Wide",5328000,4000000,1500000,2000000,2000000,14828000]
[0,"Department Upgrades","District Wide",400000,200000,200000,200000,200000,1200000]
[0,"WAN/ICI and Enterprise Messaging System (EMS)","District Wide",2500000,5000000,2000000,2000000,2000000,13500000]
[0,"MAN(Metropolitan Area Network)","District Wide",null,null,6000000,6000000,6000000,18000000]
[0,"EIS (Education Information System)","District Wide",null,null,3000000,3000000,3000000,9000000]
[0,"Capitalized Costs","District Wide",400000,400000,400000,400000,400000,2000000]
[0,"Board Support System","District Wide",50000,50000,50000,50000,50000,250000]
[0,"Distance Learning/Video Conferencintg Infracstructure Improvement","District Wide",null,600000,null,null,null,600000]
[0,"Data Warehouse","District Wide",null,1400000,null,null,null,1400000]
[0,"Emerging Technologies","District Wide",500000,500000,500000,500000,500000,2500000]
[null,"Health Safety & Sanitation"]
["1741","Bleachers:  Repair/replace baseball bleachers","Anderson, Boyd H. High",null,6000,null,null,null,6000]
["1741","Electrical/Fire Safety Violations","Anderson, Boyd H. High",8691,9561,10518,11570,12727,53067]
["1741","Flooring:  Installation of Tile","Anderson, Boyd H. High",null,null,80000,null,null,80000]
[1741,"Provide Fire Sprinkler System","Anderson, Boyd H. High",275000,{"$nulls":4},275000]
["1791","Electrical/Fire Safety Violations","Apollo Middle",9116,10028,11031,12134,13348,55657]
[1791,"Flooring: Installation of Tile","Apollo Middle",65000,{"$nulls":4},65000]
["1791","Infra-Site-Miscellaneous:  Repair Kiva","Apollo Middle",100000,{"$nulls":4},100000]
["1791","Ventilation:  Repair/Replace Exhaust Fans.","Apollo Middle",5000,{"$nulls":4},5000]
["2221","Electrical/Fire Safety Violations","Atlantic Technical Center",9325,10258,11284,12412,13654,56933]
["2221","Flooring:  Installation of Tile","Atlantic Technical Center",null,65000,null,null,null,65000]
["2511","Electrical/Fire Safety Violations","Atlantic West Elementary",7354,8090,8899,9789,10768,44900]
["2511","Generator:  Install New Generator","Atlantic West Elementary",null,120000,null,null,null,120000]
["2511","Install Bus / Parent Drive","Atlantic West Elementary",200000,{"$nulls":4},200000]
["0343","Bleachers:  Replace baseball bleachers","Attucks Middle",null,null,6000,null,null,6000]
["0343","Bleachers: Replace Softball Bleachers","Attucks Middle",null,2500,null,null,null,2500]
["0343","Bus Drive","Attucks Middle",80000,{"$nulls":4},80000]
["0343","Electrical/Fire Safety Violations","Attucks Middle",9116,10028,11031,12134,13348,55657]
["0343","Fencing: Replace Fence (perimeter of school)","Attucks Middle",null,116120,null,null,null,116120]
[343,"Flooring:  Installation of tile","Attucks Middle",100000,{"$nulls":4},100000]
["2611","Electrical/Fire Safety Violations","Bair Middle",28078,30886,33975,37373,41110,171422]
["2611","Fencing:  Replace Fence.","Bair Middle",120700,{"$nulls":4},120700]
["2611","Flooring:  Installation of Tile","Bair Middle",null,null,90000,null,null,90000]
["2001","Electrical/Fire Safety Violations","Banyan Elementary",6321,6954,7650,8415,9257,38597]
["2001","Flooring:  Installation of Tile","Banyan Elementary",null,65000,null,null,null,65000]
["2001","Ventilation:  Repair/Replace Exhaust Fans.","Banyan Elementary",5000,{"$nulls":4},5000]
["0641","Electrical/Fire Safety Violations","Bayview Elementary",3126,3282,3611,3972,4369,18360]
["0641","Flooring:  Installation of Tile Media Center","Bayview Elementary",null,25000,null,null,null,25000]
[9855,"Electrical/Fire Safety Violations","BECON/ITV",3328,3661,4028,4431,4874,20322]
[9855,"Fire Alarm & Intercom Replacement","BECON/ITV",null,245000,null,null,null,245000]
[9855,"Flooring:  Installation of Tile","BECON/ITV",null,15000,null,null,null,15000]
["0201","Electrical/Fire Safety Violations","Bennett Elementary",5409,5950,6545,7200,7919,33023]
["0201","Fencing: Replace Fence (perimeter of school)","Bennett Elementary",null,null,47500,null,null,47500]
["0201","Flooring:  Installation of Tile","Bennett Elementary",null,30000,null,null,null,30000]
["0341","Electrical/Fire Safety Violations","Bethune, Mary M. Elementary",8752,9628,10591,11650,12815,53436]
["0341","Fencing: Replace Fence (west side of school)","Bethune, Mary M. Elementary",null,5954,null,null,null,5954]
["0361","Bleachers: Replace Baseball Bleachers","Blanche Ely High",null,null,2500,null,null,2500]
["0361","Electrical/Fire Safety Violations","Blanche Ely High",33366,36703,40374,44411,48853,203707]
["0971","Electrical/Fire Safety Violations","Boulevard Heights Elementary",3950,4345,4780,5258,5784,24117]
[971,"Parent Drive Improvement","Boulevard Heights Elementary",250000,{"$nulls":4},250000]
["0871","Electrical/Fire Safety Violations","Bright Horizons School",6321,6954,7650,8415,9257,38597]
["0811","Driveway Safety Renovations","Broadview Elementary",200000,{"$nulls":4},200000]
["0811","Electrical/Fire Safety Violations","Broadview Elementary",9602,10563,11620,12782,14060,58627]
["0501","Electrical/Fire Safety Violations","Broward Estates Elementary",6199,6819,7501,8251,9076,37846]
["0501","Fencing: Replace Fence (perimeter of school)","Broward Estates Elementary",null,43847,null,null,null,43847]
["0501","Flooring:  Installation of Tile","Broward Estates Elementary",null,35000,null,null,null,35000]
["1382","Electrical/Fire Safety Violations","Castle Hill Annex",5227,{"$nulls":4},5227]
["1461","Electrical/Fire Safety Violations","Castle Hill Elementary",3768,4145,4560,5016,5518,23007]
["1461","Flooring:  Installation of Tile","Castle Hill Elementary",null,65000,null,null,null,65000]
["1461","Generator:  Install New Generator.","Castle Hill Elementary",null,120000,null,null,null,120000]
[9327,"Electrical/Fire Safety Violations","Central Area Admin",1134,1148,1163,1279,1407,6131]
["2641","Bike Rack","Central Park Elementary",25000,{"$nulls":4},25000]
["2641","Electrical/Fire Safety Violations","Central Park Elementary",14039,15443,16988,18687,20555,85712]
["2641","Flooring:  Installation of Tile","Central Park Elementary",null,65000,null,null,null,65000]
[3771,"Electrical/Fire Safety Violations","Challenger Elementary \"F-91\"",3000,1210,1320,1430,1573,8533]
["2961","Electrical/Fire Safety Violations","Chapel Trail Elementary",10332,11366,12503,13753,15129,63083]
["1421","Electrical/Fire Safety Violations","Coconut Creek Elementary",7779,8557,9413,10354,11390,47493]
["1421","Fencing:  Replace Fence.","Coconut Creek Elementary",null,59400,null,null,null,59400]
["1681","Bleachers: Replace Gym Bleachers","Coconut Creek High",null,175000,null,null,null,175000]
["1681","Bus/Parent Drives","Coconut Creek High",150000,{"$nulls":4},150000]
["1681","Electrical/Fire Safety Violations","Coconut Creek High",11851,13037,14341,15775,17353,72357]
["1681","Fencing:  Replace Fence.","Coconut Creek High",null,133750,null,null,null,133750]
["1681","Repair/Replace Exhaust System","Coconut Creek High",5000,{"$nulls":4},5000]
[1681,"Provide Fire Sprinkler System","Coconut Creek High",275000,{"$nulls":4},275000]
[3741,"Electrical/Fire Safety Violations","Coconut Palm Elementary (\"E-6\")",3000,3300,3630,3993,4392,18315]
["0231","Electrical/Fire Safety Violations","Colbert Elementary",8934,9828,10811,11892,13081,54546]
["0331","Electrical/Fire Safety Violations","Collins Elementary",9116,10028,11031,12134,13348,55657]
[331,"Flooring: Installation of tile","Collins Elementary",50000,{"$nulls":4},50000]
["1211","Electrical/Fire Safety Violations","Cooper City Elementary",6381,7020,7722,8494,9344,38961]
["1211","Infra-Electric:  Install New Generator.","Cooper City Elementary",null,120000,null,null,null,120000]
["1931","Electrical/Fire Safety Violations","Cooper City High",11851,13037,14341,15775,17353,72357]
["1931","Fencing:  Replace Fence.","Cooper City High",null,null,129750,null,null,129750]
["1931","Pool: Renovate / Remarcite / Electrical / Plumbing","Cooper City High",75000,{"$nulls":4},75000]
["1931","Replace Pool Lane Lines","Cooper City High",2700,{"$nulls":4},2700]
["3041","Electrical/Fire Safety Violations","Coral Park Elementary",2309,2540,2794,3073,3381,14097]
["3041","Fencing:  Replace Fence.","Coral Park Elementary",null,null,63000,null,null,63000]
["3041","Infra-Electric:  Outside Security Lighting.","Coral Park Elementary",33000,{"$nulls":4},33000]
["2551","Electrical/Fire Safety Violations","Coral Springs Elementary",5834,6418,7060,7766,8543,35621]
["2551","Flooring:  Installation of Tile","Coral Springs Elementary",null,45000,null,null,null,45000]
["2551","Repair/Replace Exhaust Fans.","Coral Springs Elementary",5000,{"$nulls":4},5000]
[1151,"Bleachers: Replace Baseball Bleachers","Coral Springs High",null,7000,null,null,null,7000]
["1151","Electrical/Fire Safety Violations","Coral Springs High",6625,7288,8017,8819,9701,40450]
["1151","Fencing: Replace Fence.","Coral Springs High",null,46000,null,null,null,46000]
["1151","Repair/Replace Ventilation System","Coral Springs High",15000,{"$nulls":4},15000]
["2561","Electrical/Fire Safety Violations","Coral Springs Middle",9056,9962,10959,12055,13260,55292]
["2561","Repair/Replace Exhaust Fans.","Coral Springs Middle",5000,{"$nulls":4},5000]
["3111","Electrical/Fire Safety Violations","Country Hills Elementary",11547,12702,13973,15370,16907,70499]
[3111,"Fire Alarm Replacement","Country Hills Elementary",null,120000,null,null,null,120000]
["3111","Flooring:  Installation of Tile","Country Hills Elementary",null,14570,null,null,null,14570]
["2981","Electrical/Fire Safety Violations","Country Isles Elementary",5531,6085,6694,7363,8100,33773]
["0901","Electrical/Fire Safety Violations","Cresthaven Elementary",8509,9360,10296,11326,12458,51949]
["0901","Fencing: Replace Fence","Cresthaven Elementary",64900,{"$nulls":4},64900]
["0901","Flooring:  Installation of Tile","Cresthaven Elementary",null,75000,null,null,null,75000]
[901,"Upgrade Fire Alarm Horns","Cresthaven Elementary",null,90000,null,null,null,90000]
["0221","Electrical/Fire Safety Violations","Croissant Park Elementary",4497,4947,5442,5986,6585,27457]
["0221","Fencing: Replace Fence","Croissant Park Elementary",null,null,64900,null,null,64900]
["0221","Flooring:  Installation of Tile","Croissant Park Elementary",null,null,75000,null,null,75000]
["0221","Infra-Electric: Install Emergency Generators","Croissant Park Elementary",30000,{"$nulls":4},30000]
["0221","Repair/Replacement Of Ramps","Croissant Park Elementary",8000,{"$nulls":4},8000]
["3222","Electrical/Fire Safety Violations","Cross Creek School",2917,3209,3530,3883,4271,17810]
["3222","Flooring:  Installation of Tile","Cross Creek School",null,30000,null,null,null,30000]
["1871","Bus Drive","Crystal Lake Community Middle",250000,{"$nulls":4},250000]
["1871","Electrical/Fire Safety Violations","Crystal Lake Community Middle",9967,10964,12061,13267,14594,60853]
["1781","Electrical/Fire Safety Violations","Cypress Elementary",2856,3142,3457,3803,4183,17441]
["2123","Electrical/Fire Safety Violations","Cypress Run Alternative / Exceptional Center",790,869,956,1052,1157,4824]
["1071","Electrical/Fire Safety Violations","Dandy, William Middle",9177,10095,11105,12216,13437,56030]
["1071","Flooring:  Installation of Tile","Dandy, William Middle",null,45000,null,null,null,45000]
["1071","Repair/Replace Exhaust Fans.","Dandy, William Middle",5000,{"$nulls":4},5000]
["1071","Storage Building","Dandy, William Middle",50000,{"$nulls":4},50000]
["0101","Electrical/Fire Safety Violations","Dania Elementary",4801,5282,5811,6392,7031,29317]
["2801","Electrical/Fire Safety Violations","Davie Elementary",3282,3611,3973,4370,4807,20043]
[2801,"Fire Alarm Replacement","Davie Elementary",null,120000,null,null,null,120000]
[2801,"Upgrade Ceiling Lights","Davie Elementary",105000,{"$nulls":4},105000]
["0011","Electrical/Fire Safety Violations","Deerfield Beach Elementary",10514,11566,12723,13995,15395,64193]
["1711","Bleachers:  Replace Pool Area Bleachers","Deerfield Beach High",4000,{"$nulls":4},4000]
["1711","Bleachers: Replace Baseball Bleachers","Deerfield Beach High",7500,{"$nulls":4},7500]
["1711","Electrical/Fire Safety Violations","Deerfield Beach High",23459,25805,28386,31225,34347,143222]
[1711,"Provide Fire Sprinkler System","Deerfield Beach High",275000,{"$nulls":4},275000]
["0911","Bleachers: Replace Gym Bleachers","Deerfield Beach Middle",100000,{"$nulls":4},100000]
["0911","Electrical/Fire Safety Violations","Deerfield Beach Middle",9967,10964,12061,13267,14594,60853]
[911,"Parent Drive Improvement","Deerfield Beach Middle",150000,{"$nulls":4},150000]
["0911","Repair/Replace Exhaust Fans.","Deerfield Beach Middle",5000,{"$nulls":4},5000]
["0391","Electrical/Fire Safety Violations","Deerfield Park Elementary",8387,9226,10149,11164,12280,51206]
["0391","Fencing:  Replace Fence.","Deerfield Park Elementary",64900,{"$nulls":4},64900]
["0391","Flooring:  Installation of Tile","Deerfield Park Elementary",null,null,67500,null,null,67500]
["0271","Electrical/Fire Safety Violations","Dillard Elementary",4497,4947,5442,5986,6585,27457]
["0271","Flooring:  Installation of Tile","Dillard Elementary",null,null,65000,null,null,65000]
[271,"Upgrade Fire Alarm Horns","Dillard Elementary",null,90000,null,null,null,90000]
["0371","Electrical/Fire Safety Violations","Dillard High",43150,47465,52212,57433,63177,263437]
["0371","Fencing:  Replace Fence.","Dillard High",null,null,83750,null,null,83750]
["0000","Asphalt Repairs:  Basketball/tennis courts","District Wide",100000,100000,100000,100000,100000,500000]
[0,"Automatic Electronic Defibrillators","District Wide",250000,50000,50000,50000,50000,450000]
[0,"Basketball Padding for High Schools","District Wide",null,20000,null,null,null,20000]
[0,"Battery Lights Installation","District Wide",200000,200000,200000,200000,200000,1000000]
[0,"Bike Safety Program","District Wide",10000,10000,10000,10000,10000,50000]
[0,"Bleachers:  Emergency repairs ","District Wide",50000,50000,50000,50000,50000,250000]
[0,"Boiler Inspections","District Wide",112000,115000,118000,121000,124000,590000]
[0,"Bus Safety \"Day Lights\"","District Wide",15000,15000,15000,15000,null,60000]
[0,"Compactors","District Wide",50000,50000,50000,50000,50000,250000]
[0,"Design","District Wide",100000,100000,100000,100000,100000,500000]
[0,"Elevator Inspections","District Wide",25000,30000,35000,40000,45000,175000]
[0,"Emergency Drives","District Wide",100000,200000,200000,200000,200000,900000]
[0,"Emergency Fencing","District Wide",100000,100000,100000,100000,null,400000]
[0,"Emergency Fire Alarms","District Wide",100000,100000,100000,100000,null,400000]
[0,"Emergency Flooring","District Wide",100000,200000,200000,200000,200000,900000]
[0,"Emergency Funding","District Wide",600000,700000,750000,800000,850000,3700000]
[0,"Exterior Survey of Lighting ","District Wide",50000,400000,50000,50000,50000,600000]
[0,"Fire Alarm Inspections & Repairs","District Wide",1000000,1000000,1000000,1000000,1000000,5000000]
[0,"Fire Alarm Monitoring System","District Wide",75000,75000,75000,75000,75000,375000]
[0,"Fire Safety Abatement","District Wide",50000,100000,100000,100000,100000,450000]
[0,"HSS - Contingency","District Wide",1500000,1500000,1500000,1500000,1500000,7500000]
[0,"Inspection of Fire Sprinkler Sytems","District Wide",150000,150000,150000,150000,150000,750000]
[0,"Inspection of Stage Rigging at 65 Schools","District Wide",null,123000,null,125000,null,248000]
[0,"Inspections (Fire)","District Wide",24000,26000,28000,30000,35000,143000]
[0,"Install Security Cameras","District Wide",100000,100000,100000,100000,100000,500000]
[0,"Installation of Fire Sprinklers in Storage/Restroom Areas","District Wide",150000,150000,150000,150000,150000,750000]
[0,"Key Boxes","District Wide",5000,5000,5000,5000,5000,25000]
[0,"Kitchen hood cleaning","District Wide",66000,68000,70000,72000,74000,350000]
[0,"Masters of Disaster Program","District Wide",50000,{"$nulls":4},50000]
[0,"Playground Pavilions","District Wide",150000,150000,150000,150000,150000,750000]
[0,"Playground Repairs","District Wide",125000,135000,145000,155000,165000,725000]
[0,"Portable Skirting","District Wide",50000,50000,50000,50000,50000,250000]
[0,"Repair Security Cameras","District Wide",100000,100000,100000,100000,100000,500000]
[0,"Replace Unsafe Picnic Tables/Furniture","District Wide",100000,100000,100000,100000,100000,500000]
[0,"Secondary Means of Egress","District Wide",400000,300000,200000,100000,50000,1050000]
[0,"Security/Safety Hardware","District Wide",100000,100000,100000,100000,100000,500000]
[0,"Security/Safety/Emergency Lighting","District Wide",50000,50000,50000,50000,50000,250000]
[0,"Shelter/Severe Weather Preparedness","District Wide",50000,50000,50000,50000,50000,250000]
[0,"Special Safety Inspections","District Wide",100000,100000,100000,100000,100000,500000]
[0,"Sports Lighting Replacement and Repair","District Wide",350000,{"$nulls":4},350000]
[0,"Stage Rigging Repair","District Wide",100000,100000,100000,100000,100000,500000]
[0,"Storage Building","District Wide",150000,150000,150000,150000,150000,750000]
[0,"Thermal Scanning Electrical Mechanical Systems (FPL)","District Wide",250000,250000,250000,250000,250000,1250000]
[0,"Test and Maint. Elect. Main Distribute Switchgear","District Wide",650000,700000,750000,800000,850000,3750000]
[0,"Vision Windows in Doors","District Wide",25000,25000,25000,25000,25000,125000]
[0,"Weight Room Equipment Maint/Repair","District Wide",15000,18000,18000,20000,25000,96000]
["0301","Electrical/Fire Safety Violations","Drew Resource Center",5105,5616,6178,6796,7475,31170]
["3221","Electrical/Fire Safety Violations","Drew, Charles Elementary",2188,2407,2648,2913,3204,13360]
["0721","Electrical/Fire Safety Violations","Driftwood Elementary",4984,5483,6032,6635,7299,30433]
["0861","Bus Driveway","Driftwood Middle",250000,{"$nulls":4},250000]
["0861","Electrical/Fire Safety Violations","Driftwood Middle",10210,11231,12355,13591,14950,62337]
["3461","Electrical/Fire Safety Violations","Eagle Point Elementary",3890,4279,4707,5178,5695,23749]
["3441","Electrical/Fire Safety Violations","Eagle Ridge Elementary",4133,4547,5002,5502,6052,25236]
["3191","Electrical/Fire Safety Violations","Embassy Creek Elementary",4619,5081,5590,6149,6764,28203]
[9830,"Electrical/Fire Safety Violations","ESEA Title I",7454,8200,9020,9922,10914,45510]
[2942,"Electrical/Fire Safety Violations","Everglades Elementary",4659,5125,5638,6202,6822,28446]
["1641","Electrical/Fire Safety Violations","Fairway Elementary",7050,7755,8531,9384,10323,43043]
[3622,"Electrical/Fire Safety Violations","Falcon Cove Middle",5652,6218,6840,7524,8276,34510]
[3622,"Parent Drive Renovations","Falcon Cove Middle",500000,{"$nulls":4},500000]
["2541","Drainage Repairs","Flamingo Elementary",100000,{"$nulls":4},100000]
["2541","Electrical/Fire Safety Violations","Flamingo Elementary",5105,5616,6178,6796,7475,31170]
["2541","Infra-Electric:  Install New Generator","Flamingo Elementary",null,null,120000,null,null,120000]
["2541","Repair/Replace Exhaust & Fresh Air Systems.","Flamingo Elementary",15000,{"$nulls":4},15000]
["3391","Electrical/Fire Safety Violations","Flanagan, Charles High",6807,7488,8237,9061,9967,41560]
["0851","Electrical/Fire Safety Violations","Floranada Elementary",4235,4659,5125,5638,6201,25858]
[3051,"Bleachers: Replace Gym Bleachers","Forest Glen Middle",null,null,null,100000,null,100000]
[3051,"Electrical/Fire Safety Violations","Forest Glen Middle",9481,10430,11473,12620,13882,57886]
["3051","Flooring:  Installation of Tile","Forest Glen Middle",null,40000,null,null,null,40000]
["2631","Electrical/Fire Safety Violations","Forest Hills Elementary",9967,10964,12061,13267,14594,60853]
["0951","Bleachers: Replace  Gym Bleachers","Fort Lauderdale High",125000,{"$nulls":4},125000]
["0951","Electrical/Fire Safety Violations","Fort Lauderdale High",12763,14040,15444,16988,18687,77922]
["0951","Flooring:  Installation of Tile","Fort Lauderdale High",null,25000,null,null,null,25000]
["0921","Electrical/Fire Safety Violations","Foster, Stephen Elementary",9967,10964,12061,13267,14594,60853]
["0921","Fencing:  Replace Fence","Foster, Stephen Elementary",null,null,63000,null,null,63000]
["0921","Flooring:  Installation of Tile","Foster, Stephen Elementary",null,null,40000,null,null,40000]
["0921","Repair/Replace Exhaust Fans.","Foster, Stephen Elementary",7000,{"$nulls":4},7000]
[3531,"Electrical/Fire Safety Violations","Fox Trail Elementary",4659,5125,5638,6202,6822,28446]
[3642,"Electrical/Fire Safety Violations","Gator Run Elementary",4659,5125,5638,6202,6822,28446]
["2851","Electrical/Fire Safety Violations","Griffin Elementary",3039,3343,3678,4046,4450,18556]
["2851","Repair/Replace exhaust fans","Griffin Elementary",10000,{"$nulls":4},10000]
["0592","Electrical/Fire Safety Violations","Hallandale Adult/Community",6928,7621,8384,9222,10145,42300]
["0592","Fencing: Replace Fence (perimeter of school)","Hallandale Adult/Community",null,115103,null,null,null,115103]
["0131","Electrical/Fire Safety Violations","Hallandale Elementary",4740,5214,5736,6310,6941,28941]
[403,"Bleachers: Replace Track Bleachers","Hallandale High",null,30000,null,null,null,30000]
["0403","Electrical/Fire Safety Violations","Hallandale High",5044,5549,6104,6714,7386,30797]
[403,"Flooring:  Installation of Tile","Hallandale High",null,75000,null,null,null,75000]
["0491","Electrical/Fire Safety Violations","Harbordale Elementary",4619,5081,5590,6149,6764,28203]
["3131","Electrical/Fire Safety Violations","Hawkes Bluff Elementary",6321,6954,7650,8415,9257,38597]
["3131","Flooring:  Installation of Tile","Hawkes Bluff Elementary",null,17000,null,null,null,17000]
[3131,"Replace existing Edwards (5721B) fire alarm system whose 24dc hardwired power supply is no longer manufactured.","Hawkes Bluff Elementary",null,120000,null,null,null,120000]
["0121","Electrical/Fire Safety Violations","Hollywood Central Elementary",6078,6686,7355,8091,8900,37110]
[121,"Upgrade Fire Alarm Horns","Hollywood Central Elementary",null,90000,null,null,null,90000]
["0111","Electrical/Fire Safety Violations","Hollywood Hills Elementary",5227,5750,6325,6958,7653,31913]
["1661","Electrical/Fire Safety Violations","Hollywood Hills High",11790,12969,14266,15693,17262,71980]
["1661","Flooring:  Installation of Tile","Hollywood Hills High",87360,{"$nulls":4},87360]
["1661","Storage Building","Hollywood Hills High",50000,{"$nulls":4},50000]
["1761","Electrical/Fire Safety Violations","Hollywood Park Elementary",3221,3544,3899,4289,4718,19671]
["2531","Electrical/Fire Safety Violations","Horizon Elementary",18293,20123,22136,24350,26785,111687]
["2531","Flooring:  Installation of Tile","Horizon Elementary",null,75000,null,null,null,75000]
[9067,"Electric/Fire Safety Violations","Hortt Admin Site",8519,9371,10309,11340,12474,52013]
["1971","Electrical/Fire Safety Violations","Hunt, James S. Elementary",8782,9661,10628,11691,12860,53622]
["1971","Flooring:  Installation of Tile","Hunt, James S. Elementary",null,35000,null,null,null,35000]
["3471","Electrical/Fire Safety Violations","Indian Ridge Middle",5652,6218,6840,7524,8276,34510]
["3181","Electrical/Fire Safety Violations","Indian Trace Elementary",3677,4045,4450,4895,5385,22452]
[9328,"Electrical/Fire Safety Violations","Kathleen Wright Admin Site",8519,9371,10309,11340,12474,52013]
["1611","Electrical/Fire Safety Violations","King, Martin Luther Elementary",4497,4947,5442,5986,6585,27457]
["1611","Flooring:  Installation of Tile","King, Martin Luther Elementary",null,50000,null,null,null,50000]
["1611","Replace Exhaust Fans & Modify Duct System","King, Martin Luther Elementary",6000,{"$nulls":4},6000]
["0831","Electrical/Fire Safety Violations","Lake Forest Elementary",4254,4680,5148,5663,6229,25974]
[3591,"Electrical/Fire Safety Violations","Lakeside Elementary",4659,5125,5638,6202,6822,28446]
["0621","Electrical/Fire Safety Violations","Larkdale Elementary",4619,5081,5590,6149,6764,28203]
["0621","Flooring:  Installation of Tile","Larkdale Elementary",null,null,25000,null,null,25000]
[621,"Flooring:  Installation of Tile","Larkdale Elementary",null,75000,null,null,null,75000]
["0621","Replace Exhaust Fans & Modify Duct System","Larkdale Elementary",10000,{"$nulls":4},10000]
["1701","Electrical/Fire Safety Violations","Lauderdale Lakes Middle",12155,13371,14709,16180,17798,74213]
["1701","Flooring:  Installation of Tile","Lauderdale Lakes Middle",null,75000,null,null,null,75000]
[1701,"Infra-Site-Miscellaneous:  Repair Kiva","Lauderdale Lakes Middle",100000,{"$nulls":4},100000]
["0431","Electrical/Fire Safety Violations","Lauderdale Manors Elementary",6685,7354,8090,8899,9789,40817]
["0431","Flooring:  Installation of Tile","Lauderdale Manors Elementary",null,48000,null,null,null,48000]
["1391","Bleachers: Replace Gym Bleachers","Lauderhill Middle",null,null,100000,null,null,100000]
["1391","Electrical/Fire Safety Violations","Lauderhill Middle",27106,29817,32799,36079,39687,165488]
["1391","Fencing:  Replace Fence","Lauderhill Middle",117200,{"$nulls":4},117200]
["1391","Flooring:  Installation of Tile","Lauderhill Middle",null,70000,null,null,null,70000]
[1391,"Infra-Site-Miscellaneous:  Repair Kiva","Lauderhill Middle",100000,{"$nulls":4},100000]
["1381","Electrical/Fire Safety Violations","Lauderhill, P. T. Elementary",5834,6418,7060,7766,8543,35621]
["1091","Electrical/Fire Safety Violations","Lloyd Estates Elementary",4558,5014,5516,6068,6674,27830]
["1091","Replace Stove Hoods & Ventilation Repairs","Lloyd Estates Elementary",10000,{"$nulls":4},10000]
[3231,"Electrical/Fire Safety Violations","Lockhart Stadium",4460,4906,5397,5937,6530,27230]
[3101,"Electrical/Fire Safety Violations","Lyons Creek Middle",5652,6218,6840,7524,8276,34510]
["2741","Electrical/Fire Safety Violations","Maplewood Elementary",8144,8959,9855,10841,11925,49724]
["2741","Flooring:  Installation of Tile","Maplewood Elementary",40000,{"$nulls":4},40000]
["2741","Intercom System","Maplewood Elementary",50000,{"$nulls":4},50000]
["2741","Repair/Replace Exhaust Fans","Maplewood Elementary",10000,{"$nulls":4},10000]
["1161","Electrical/Fire Safety Violations","Margate Elementary",6169,6786,7465,8212,9033,37665]
["0581","Electrical/Fire Safety Violations","Margate Middle",6078,6686,7355,8091,8900,37110]
["1671","Electrical/Fire Safety Violations","Markham, Robert Elementary",4862,5349,5884,6472,7120,29687]
["1671","Parent Drive Expansion","Markham, Robert Elementary",null,150000,null,null,null,150000]
["3291","Electrical/Fire Safety Violations","Marshall, Thurgood Elementary",3282,3611,3973,4370,4807,20043]
["0241","Bleachers:  Replace baseball bleachers","McArthur High",15000,{"$nulls":4},15000]
["0241","Bleachers:  Replace pool bleachers","McArthur High",null,25000,null,null,null,25000]
["0241","Campus Drainage Repair","McArthur High",null,250000,null,null,null,250000]
["0241","Electrical/Fire Safety Violations","McArthur High",11183,12302,13533,14886,16375,68279]
["0241","Intercom/Master Clock","McArthur High",150000,{"$nulls":4},150000]
["0241","Parent/Bus Drop Off Expansion","McArthur High",null,500000,null,null,null,500000]
["0241","Pool:  Renovate / Remarcite / Electrical / Plumbing","McArthur High",75000,{"$nulls":4},75000]
["0241","Pool:  Replace Pool Lane Lines","McArthur High",2700,{"$nulls":4},2700]
["0241","Pool:  Update Computer Chemical Flow Meter","McArthur High",3000,{"$nulls":4},3000]
["1291","Electrical/Fire Safety Violations","McFatter Technical Center",6685,7354,8090,8899,9789,40817]
["0841","Electrical/Fire Safety Violations","McNab Elementary",1702,1873,2061,2267,2494,10397]
["0481","Electrical/Fire Safety Violations","McNicol Middle",3100,3410,3751,4126,4539,18926]
["0761","Electrical/Fire Safety Violations","Meadowbrook Elementary",5713,6285,6914,7605,8366,34883]
["0531","Electrical/Fire Safety Violations","Miramar Elementary",3950,4345,4780,5258,5784,24117]
[531,"Upgrade Fire Alarm Horns","Miramar Elementary",null,90000,null,null,null,90000]
[1751,"Bleachers: Replace Track Bleachers","Miramar High",2500,{"$nulls":4},2500]
["1751","Electrical/Fire Safety Violations","Miramar High",8752,9628,10591,11650,12815,53436]
["1751","Replace Exhaust fans","Miramar High",4500,{"$nulls":4},4500]
[1751,"Provide Fire Sprinkler System","Miramar High",275000,{"$nulls":4},275000]
["1841","Electrical/Fire Safety Violations","Mirror Lake Elementary",11608,12769,14046,15451,16996,70870]
["1841","Fire Alarm Replacement","Mirror Lake Elementary",120000,{"$nulls":4},120000]
["2691","Electrical/Fire Safety Violations","Morrow Elementary",2978,3276,3604,3964,4361,18183]
["2691","Fencing: Replace Fence (perimeter of school)","Morrow Elementary",null,null,56496,null,null,56496]
["2691","Parent Drive Widening","Morrow Elementary",50000,{"$nulls":4},50000]
["2691","Repair/Replace Exhaust Fans.","Morrow Elementary",10000,{"$nulls":4},10000]
["0881","Bleachers: Replace Gym Bleachers","New River Middle",null,null,null,50000,null,50000]
["0881","Electrical/Fire Safety Violations","New River Middle",3039,3343,3678,4046,4450,18556]
["2671","Electrical/Fire Safety Violations","Nob Hill Elementary",8144,8959,9855,10841,11925,49724]
["2671","Flooring:  Installation of Tile","Nob Hill Elementary",null,null,30000,null,null,30000]
["0561","Electrical/Fire Safety Violations","Norcrest Elementary",6078,6686,7355,8091,8900,37110]
["0521","Bus/Parent Drive","North Andrews Gardens Elementary",null,100000,null,null,null,100000]
["0521","Electrical/Fire Safety Violations","North Andrews Gardens Elementary",6746,7421,8164,8980,9878,41189]
[9278,"Electrical/Fire Safety Violations","North Area Maint/Bus Parking",4726,5199,5719,6291,6920,28855]
[9360,"Electrical/Fire Safety Violations","North Area Maint/Warehouse",2596,2856,3142,3456,3802,15852]
[9155,"Electrical/Fire Safety Violations","North Bus Parking Lot",1065,1172,1290,1419,1561,6507]
["1191","Electrical/Fire Safety Violations","North Fork Elementary",10453,11499,12649,13914,15305,63820]
["1191","Flooring:  Installation of Tile","North Fork Elementary",null,null,25000,null,null,25000]
["2231","Electrical/Fire Safety Violations","North Lauderdale Elementary",4497,4947,5442,5986,6585,27457]
["0041","Electrical/Fire Safety Violations","North Side Elementary",5774,6352,6988,7687,8455,35256]
["0041","Flooring:  Installation of Tile","North Side Elementary",null,null,30000,null,null,30000]
["1241","Bleachers:  Replace soccer bleachers","Northeast High",null,null,15000,null,null,15000]
["1241","Bleachers:  Replace track bleachers","Northeast High",null,null,25000,null,null,25000]
["1241","Bleachers: Replace Baseball Bleachers","Northeast High",25000,{"$nulls":4},25000]
["1241","Bleachers: Replace Softball Bleachers","Northeast High",null,null,null,2500,null,2500]
["1241","Electrical/Fire Safety Violations","Northeast High",8448,9293,10223,11245,12370,51579]
[9384,"Electrical/Fire Safety Violations","Noth Central Area Office",3000,3300,3630,3993,4392,18315]
["1282","Electrical/Fire Safety Violations","Nova Blanche Forman Elementary",3282,3611,3973,4370,4807,20043]
["1271","Electrical/Fire Safety Violations","Nova Eisenhower Elementary",3647,4012,4414,4855,5341,22269]
["1281","Bleachers: Replace Baseball Bleachers","Nova High",1500,{"$nulls":4},1500]
["1281","Drainage  ","Nova High",160000,{"$nulls":4},160000]
["1281","Electrical/Fire Safety Violations","Nova High",9481,10430,11473,12620,13882,57886]
["1281","Fencing:  Replace fence","Nova High",120800,{"$nulls":4},120800]
["1281","Pools:  Renovations / Remarcite / Electrical / Plumbing","Nova High",75000,{"$nulls":4},75000]
["1281","Pools:  Replace Pool Lane Lines","Nova High",2700,{"$nulls":4},2700]
["1281","Pools:  Update Computer Chemical Flow Meter","Nova High",3000,{"$nulls":4},3000]
[1311,"Bleachers: Replace Gym Bleachers","Nova Middle",125000,{"$nulls":4},125000]
["1311","Electrical/Fire Safety Violations","Nova Middle",5591,6151,6767,7444,8188,34141]
["0031","Electrical/Fire Safety Violations","Oakland Park Elementary",6442,7087,7796,8576,9433,39334]
["0031","Lighting System for Auditorium","Oakland Park Elementary",25000,{"$nulls":4},25000]
["0031","Repair/Replace Ventilation System","Oakland Park Elementary",8000,{"$nulls":4},8000]
["0031","Sound System for Auditorium","Oakland Park Elementary",15000,{"$nulls":4},15000]
["0461","Electrical/Fire Safety Violations","Oakridge Elementary",3039,3343,3678,4046,4450,18556]
["0471","Bleachers: Replace Gym Bleachers","Olsen Middle",null,null,null,100000,null,100000]
["0471","Electrical/Fire Safety Violations","Olsen Middle",2856,3142,3457,3803,4183,17441]
["0471","Electrical/Fire Safety Violations","Olsen Middle",1459,1605,1766,1943,2137,8910]
["0711","Electrical/Fire Safety Violations","Orange Brook Elementary",5227,5750,6325,6958,7653,31913]
[711,"Parking Lot","Orange Brook Elementary",null,150000,null,null,null,150000]
["1831","Electrical/Fire Safety Violations","Oriole Elementary",9299,10229,11252,12377,13615,56772]
["3311","Electrical/Fire Safety Violations","Palm Cove Elementary",4254,4680,5148,5663,6229,25974]
[3311,"Upgrade Fire Alarm Horns","Palm Cove Elementary",null,90000,null,null,null,90000]
["1131","Electrical/Fire Safety Violations","Palmview Elementary",5227,5750,6325,6958,7653,31913]
["1131","Fencing: Replace Fence (perimeter of school)","Palmview Elementary",null,null,94104,null,null,94104]
[3571,"Electrical/Fire Safety Violations","Panther Run Elementary",4659,5125,5638,6202,6822,28446]
["1951","Electrical/Fire Safety Violations","Park Ridge Elementary",6685,7354,8090,8899,9789,40817]
["1951","Fencing:  Replace Fence","Park Ridge Elementary",64900,{"$nulls":4},64900]
["3171","Electrical/Fire Safety Violations","Park Springs Elementary",1702,1873,2061,2267,2494,10397]
["3171","Flooring:  Installation of Tile","Park Springs Elementary",40000,{"$nulls":4},40000]
[3781,"Electrical/Fire Safety Violations","Park Trails Elementary (\"D-6\")",3000,3300,3630,3993,4392,18315]
["0701","Electrical/Fire Safety Violations","Parkway Middle",11243,12368,13605,14966,16462,68644]
[701,"Fire Alarm Replacement","Parkway Middle",35000,{"$nulls":4},35000]
["0701","Flooring:  Installation of Tile","Parkway Middle",null,null,45000,null,null,45000]
["2071","Electrical/Fire Safety Violations","Pasadena Lakes Elementary",4984,5483,6032,6635,7299,30433]
["2071","Flooring:  Installation of Tile","Pasadena Lakes Elementary",69888,{"$nulls":4},69888]
[2071,"Replace Carpet with Tile-Entire School","Pasadena Lakes Elementary",null,85000,null,null,null,85000]
["2071","Replace Exhaust Fans/Ventilation Repair","Pasadena Lakes Elementary",5000,{"$nulls":4},5000]
["2661","Electrical/Fire Safety Violations","Pembroke Lakes Elementary",8691,9561,10518,11570,12727,53067]
[2661,"Flooring:  Installation of Tile","Pembroke Lakes Elementary",null,85000,null,null,null,85000]
["2661","Repair/Replace Exhaust Fans and Drain Pan","Pembroke Lakes Elementary",10000,{"$nulls":4},10000]
["1221","Electrical/Fire Safety Violations","Pembroke Pines Elementary",7597,8357,9193,10112,11124,46383]
[1221,"Flooring:  Installation of Tile","Pembroke Pines Elementary",null,85000,null,null,null,85000]
["1631","Electrical/Fire Safety Violations","Perry, Annabel Elementary",9481,10430,11473,12620,13882,57886]
["1631","Flooring:  Installation of Tile","Perry, Annabel Elementary",69888,{"$nulls":4},69888]
[1631,"Flooring:  Installation of Tile","Perry, Annabel Elementary",null,85000,null,null,null,85000]
["1011","Electrical/Fire Safety Violations","Perry, Henry D. Middle",7901,8692,9562,10518,11570,48243]
["1011","Flooring:  Installation of Tile","Perry, Henry D. Middle",75712,{"$nulls":4},75712]
[1011,"Bleachers: Replace Gym Bleachers","Perry, Henry D. Middle",null,100000,null,null,null,100000]
["0931","Driveway Safety Renovations","Peters Elementary",250000,{"$nulls":4},250000]
["0931","Electrical/Fire Safety Violations","Peters Elementary",5834,6418,7060,7766,8543,35621]
["0931","Flooring:  Installation of Tile","Peters Elementary",null,null,55000,null,null,55000]
["0931","Replace A/C ducts, exhaust fans & repair ventilation","Peters Elementary",4000,{"$nulls":4},4000]
["0653","Electrical/Fire Safety Violations","Pine Ridge Alternative Center",4619,5081,5590,6149,6764,28203]
["0653","Fencing:  Replace Fence","Pine Ridge Alternative Center",64900,{"$nulls":4},64900]
[653,"Fire Alarm & Intercom Replacement","Pine Ridge Alternative Center",180000,{"$nulls":4},180000]
["2861","Electrical/Fire Safety Violations","Pines Lakes Elementary",8083,8892,9782,10760,11836,49353]
["2861","Flooring:  Installation of Tile","Pines Lakes Elementary",null,185000,null,null,null,185000]
["2861","Replace Exhaust Fans","Pines Lakes Elementary",10000,{"$nulls":4},10000]
["1881","Electrical/Fire Safety Violations","Pines Middle",12763,14040,15444,16988,18687,77922]
["1881","Fencing:  Replace Fence","Pines Middle",null,null,120700,null,null,120700]
["1881","Flooring:  Installation of Tile","Pines Middle",75712,{"$nulls":4},75712]
["2811","Electrical/Fire Safety Violations","Pinewood Elementary",6199,6819,7501,8251,9076,37846]
["2811","Fencing: Replace Fence (perimeter of school)","Pinewood Elementary",null,null,104280,null,null,104280]
["2811","Install Exhaust Fans","Pinewood Elementary",10000,{"$nulls":4},10000]
["2571","Electrical/Fire Safety Violations","Pioneer Middle",7597,8357,9193,10112,11124,46383]
["1901","Electrical/Fire Safety Violations","Piper High",6928,7621,8384,9222,10145,42300]
["1901","Flooring:  Installation of Tile","Piper High",null,45000,null,null,null,45000]
["0941","Electrical/Fire Safety Violations","Plantation Elementary",4235,4659,5125,5638,6201,25858]
["0941","Flooring:  Installation of Tile","Plantation Elementary",null,null,75000,null,null,75000]
["1451","Bleachers: Replace tennis bleachers","Plantation High",null,25000,null,null,null,25000]
["1451","Electrical/Fire Safety Violations","Plantation High",10818,11900,13090,14399,15839,66046]
["1451","Fencing:  Replace Fence","Plantation High",null,null,126000,null,null,126000]
["0551","Electrical/Fire Safety Violations","Plantation Middle",10696,11766,12943,14237,15661,65303]
["0551","Fencing:  Replace Fence","Plantation Middle",120700,{"$nulls":4},120700]
[551,"Infra-Site-Miscellaneous:  Repair Kiva","Plantation Middle",100000,{"$nulls":4},100000]
["0551","Repair/Replace Exhaust Fans","Plantation Middle",5000,{"$nulls":4},5000]
["1251","Electrical/Fire Safety Violations","Plantation Park Elementary",3282,3611,3973,4370,4807,20043]
["1251","Fencing:  Replace Fence","Plantation Park Elementary",64900,{"$nulls":4},64900]
["1251","Flooring:  Installation of Tile","Plantation Park Elementary",null,30000,null,null,null,30000]
["0751","Electrical/Fire Safety Violations","Pompano Beach Elementary",4619,5081,5590,6149,6764,28203]
[185,"Bleachers:  Replace gym bleachers","Pompano Beach High School Institute of International Studies",null,175000,null,null,null,175000]
[185,"Electrical/Fire Safety Violations","Pompano Beach High School Institute of International Studies",22487,24736,27210,29931,32924,137288]
[185,"Replace Weight Room","Pompano Beach High School Institute of International Studies",null,null,75000,null,null,75000]
["0021","Electrical/Fire Safety Violations","Pompano Beach Middle",9967,10964,12061,13267,14594,60853]
["0021","Fencing:  Replace Fence","Pompano Beach Middle",120700,{"$nulls":4},120700]
[21,"Fire Alarm Replacement","Pompano Beach Middle",150000,{"$nulls":4},150000]
["3121","Electrical/Fire Safety Violations","Quiet Waters Elementary",3829,4212,4634,5097,5607,23379]
[3121,"Fire Alarm Replacement","Quiet Waters Elementary",null,120000,null,null,null,120000]
["2721","Electrical/Fire Safety Violations","Ramblewood Elementary",4011,4413,4855,5341,5875,24495]
["2721","Fencing:  Replace Fence","Ramblewood Elementary",64900,{"$nulls":4},64900]
["2721","Install Exhaust Fans","Ramblewood Elementary",10000,{"$nulls":4},10000]
["2711","Electrical/Fire Safety Violations","Ramblewood Middle",4254,4680,5148,5663,6229,25974]
["2711","Repair/Replace Ventilation System","Ramblewood Middle",8000,{"$nulls":4},8000]
["2121","Electrical/Fire Safety Violations","Rickards Middle",7293,8023,8826,9709,10679,44530]
[2121,"Infra-Site-Miscellaneous:  Repair Kiva","Rickards Middle",100000,{"$nulls":4},100000]
["2891","Electrical/Fire Safety Violations","Riverglades Elementary",3890,4279,4707,5178,5695,23749]
["0151","Electrical/Fire Safety Violations","Riverland Elementary",3403,3744,4119,4531,4984,20781]
["0151","Flooring:  Installation of Tile","Riverland Elementary",null,null,40000,null,null,40000]
[151,"Upgrade Fire Alarm Horns","Riverland Elementary",null,90000,null,null,null,90000]
["3031","Electrical/Fire Safety Violations","Riverside Elementary",3039,3343,3678,4046,4450,18556]
["0681","Electrical/Fire Safety Violations","Rock Island Elementary",7962,8759,9635,10599,11658,48613]
["1851","Electrical/Fire Safety Violations","Royal Palm Elementary",4558,5014,5516,6068,6674,27830]
["1851","Fencing:  Replace Fence","Royal Palm Elementary",64900,{"$nulls":4},64900]
["1851","Flooring:  Installation of Tile","Royal Palm Elementary",null,50000,null,null,null,50000]
["1851","Repair/Replace Ventilation System","Royal Palm Elementary",10000,{"$nulls":4},10000]
[9536,"Electrical/Fire Safety Violations","Safety Department",3000,1210,1320,1430,1573,8533]
[9536,"Installation of BECON Tower","Safety Department",70000,{"$nulls":4},70000]
[9005,"Electric/Fire Safety Violations","Sailboat Bend Complex",18169,{"$nulls":4},18169]
["0891","Electrical/Fire Safety Violations","Sanders Park Elementary",5166,5683,6252,6877,7565,31543]
["3061","Electrical/Fire Safety Violations","Sandpiper Elementary",4801,5282,5811,6392,7031,29317]
["3061","Flooring:  Installation of Tile","Sandpiper Elementary",null,null,30000,null,null,30000]
["3401","Electrical/Fire Safety Violations","Sawgrass Elementary",3221,3544,3899,4289,4718,19671]
["3401","Flooring:  Installation of Tile","Sawgrass Elementary",null,null,60000,null,null,60000]
["3431","Electrical/Fire Safety Violations","Sawgrass Springs Middle",6381,7020,7722,8494,9344,38961]
["2871","Electrical/Fire Safety Violations","Sea Castle Elementary",3890,4279,4707,5178,5695,23749]
["2871","Parent Drive Expansion","Sea Castle Elementary",100000,{"$nulls":4},100000]
["0601","Electrical/Fire Safety Violations","Seagull School",6928,7621,8384,9222,10145,42300]
[601,"Fire Alarm & Intercom Replacement","Seagull School",163000,{"$nulls":4},163000]
["0601","Flooring:  Installation of Tile","Seagull School",75712,{"$nulls":4},75712]
["1891","Electrical/Fire Safety Violations","Seminole Middle",8144,8959,9855,10841,11925,49724]
["1891","Flooring:  Installation of Tile","Seminole Middle",100000,{"$nulls":4},100000]
["1811","Electrical/Fire Safety Violations","Sheridan Hills Elementary",5166,5683,6252,6877,7565,31543]
["1811","Fencing:  Replace Fence","Sheridan Hills Elementary",64900,{"$nulls":4},64900]
["1321","Electrical/Fire Safety Violations","Sheridan Park Elementary",3464,3811,4193,4612,5074,21154]
["1321","Fencing:  Replace Fence","Sheridan Park Elementary",64900,{"$nulls":4},64900]
["1051","Electrical/Fire Safety Violations","Sheridan Technical Center",15498,17048,18753,20628,22691,94618]
["1051","Install Exhaust Fans & Ventilation System","Sheridan Technical Center",20000,{"$nulls":4},20000]
[3371,"Electrical/Fire Safety Violations","Silver Lakes Elementary",4659,5125,5638,6202,6822,28446]
["2971","Bleachers: Replace Gym Bleachers","Silver Lakes Middle",50000,{"$nulls":4},50000]
["2971","Electrical/Fire Safety Violations","Silver Lakes Middle",6321,6954,7650,8415,9257,38597]
["2971","Fencing:  Replace Fence","Silver Lakes Middle",120700,{"$nulls":4},120700]
["2971","Flooring:  Installation of Tile","Silver Lakes Middle",null,null,40000,null,null,40000]
["3491","Electrical/Fire Safety Violations","Silver Palms Elementary",4801,5282,5811,6392,7031,29317]
["3081","Electrical/Fire Safety Violations","Silver Ridge Elementary",4497,4947,5442,5986,6585,27457]
[3331,"Two Bike Racks","Silver Trail Middle",25000,{"$nulls":4},25000]
["3331","Electrical/Fire Safety Violations","Silver Trail Middle",6260,6886,7575,8333,9166,38220]
["0405","Electrical/Fire Safety Violations","South Area Alternative Center",5348,5883,6472,7119,7831,32653]
["0405","Fencing:  Replace Fence","South Area Alternative Center",120700,{"$nulls":4},120700]
[9279,"Electrical/Fire Safety Violations","South Area Bus Parking Lot",999,1099,1209,1330,1463,6100]
[9326,"Electrical/Fire Safety Violations","South Area Maint",307,338,372,409,450,1876]
["0171","Bleachers:  Replace softball bleachers","South Broward High",null,18000,null,null,null,18000]
["0171","Bleachers: Replace Baseball Bleachers","South Broward High",18000,{"$nulls":4},18000]
["0171","Electrical/Fire Safety Violations","South Broward High",18172,19990,21989,24188,26607,110946]
["2351","Bleachers:  Replace baseball bleachers","South Plantation High",null,20000,null,null,null,20000]
["2351","Electrical/Fire Safety Violations","South Plantation High",8995,9895,10885,11974,13171,54920]
["2351","Flooring:  Installation of Tile","South Plantation High",87360,{"$nulls":4},87360]
[2351,"Flooring:  Installation of Tile","South Plantation High",175000,{"$nulls":4},175000]
[2351,"Parking Lot Expansion (South)","South Plantation High",350000,{"$nulls":4},350000]
[2351,"Provide Fire Sprinkler System","South Plantation High",275000,{"$nulls":4},275000]
[691,"Driveway  ","Stirling Elementary",null,200000,null,null,null,200000]
["0691","Electrical/Fire Safety Violations","Stirling Elementary",4315,4747,5222,5744,6319,26347]
[691,"Upgrade Fire Alarm Horns","Stirling Elementary",null,90000,null,null,null,90000]
["3011","Electrical/Fire Safety Violations","Stoneman Douglas High",9967,10964,12061,13267,14594,60853]
["3011","Flooring:  Installation of Tile","Stoneman Douglas High",null,null,100000,null,null,100000]
["0211","Bleachers: Replace Football/Track Bleachers","Stranahan High",null,null,null,25000,null,25000]
["0211","Electrical/Fire Safety Violations","Stranahan High",22487,24736,27210,29931,32924,137288]
["0211","Flooring:  Installation of Tile","Stranahan High",null,null,75000,null,null,75000]
["0211","Repair/Replace Exhaust Fans.","Stranahan High",4000,{"$nulls":4},4000]
["0611","Electrical/Fire Safety Violations","Sunland Park Elementary",10393,11433,12577,13835,15218,63456]
["0251","Electrical/Fire Safety Violations","Sunrise Middle",5044,5549,6104,6714,7386,30797]
["0251","Flooring:  Installation of Tile","Sunrise Middle",null,40000,null,null,null,40000]
["0251","Pools:  Renovations / Remarcite / Electrical / Plumbing","Sunrise Middle",null,null,75000,null,null,75000]
["0251","Pools:  Replace Pool Lane Lines","Sunrise Middle",null,null,2700,null,null,2700]
["0251","Pools:  Update Computer Chemical Flow Meter","Sunrise Middle",null,null,3000,null,null,3000]
["1171","Electrical/Fire Safety Violations","Sunshine Elementary",4254,4680,5148,5663,6229,25974]
["2621","Driveway Safety Renovations","Tamarac Elementary",100000,{"$nulls":4},100000]
["2621","Electrical/Fire Safety Violations","Tamarac Elementary",6321,6954,7650,8415,9257,38597]
["2751","Bleachers: Install Bleachers/Gymnasium","Taravella J P High",125000,{"$nulls":4},125000]
[2751,"Bleachers: Replace Baseball Bleachers","Taravella J P High",2500,{"$nulls":4},2500]
["2751","Electrical/Fire Safety Violations","Taravella J P High",11000,12100,13310,14641,16105,67156]
["2751","Fencing:  Replace Fence","Taravella J P High",null,49351,76649,null,null,126000]
[2751,"Fire Alarm Replacement","Taravella J P High",250000,{"$nulls":4},250000]
["2751","Replace Exhaust Fans","Taravella J P High",5000,{"$nulls":4},5000]
[9356,"Electric/Fire Safety Violations","Technology/Support Serv Site",5924,6517,7169,7886,8674,36170]
["0571","Electrical/Fire Safety Violations","Tedder Elementary",5166,5683,6252,6877,7565,31543]
["3151","Bleachers: Replace Gym Bleachers","Tequesta Trace Middle",null,null,null,100000,null,100000]
["3151","Electrical/Fire Safety Violations","Tequesta Trace Middle",9177,10095,11105,12216,13437,56030]
["1021","Electrical/Fire Safety Violations","The Quest Center",6685,7354,8090,8899,9789,40817]
["3481","Electrical/Fire Safety Violations","Tradewinds Elementary",4072,4480,4928,5421,5963,24864]
["3481","Tile Bathrooms/Wet Areas","Tradewinds Elementary",116000,{"$nulls":4},116000]
["0731","Electrical/Fire Safety Violations","Tropical Elementary",8448,9293,10223,11245,12370,51579]
["0731","Parent Drive Expansion","Tropical Elementary",50000,{"$nulls":4},50000]
[9077,"Electrical/Fire Safety Violations","Twin Lakes Complex",8586,9445,10390,11429,12572,52422]
[9325,"Electrical/Fire Safety Violations","Twin Lk Annex-New Warehouse",1100,1200,1300,1430,1573,6603]
["1621","Electrical/Fire Safety Violations","Village Elementary",5470,6017,6619,7281,8009,33396]
["0321","Electrical/Fire Safety Violations","Walker Elementary",23155,25471,28019,30821,33903,141369]
["0321","Install Exhaust Fans.","Walker Elementary",13000,{"$nulls":4},13000]
["0511","Electrical/Fire Safety Violations","Watkins Elementary",3160,3476,3824,4206,4627,19293]
["2881","Electrical/Fire Safety Violations","Welleby Elementary",4254,4680,5148,5663,6229,25974]
["2881","Flooring:  Installation of Tile","Welleby Elementary",null,null,70000,null,null,70000]
[9334,"Electrical/Fire Safety Violations","West Central Bus Parking/Maint",1100,1200,1300,1430,1573,6603]
["0161","Electrical/Fire Safety Violations","West Hollywood Elementary",4315,4747,5222,5744,6319,26347]
[161,"Upgrade Fire Alarm Horns","West Hollywood Elementary",40000,{"$nulls":4},40000]
["2681","Electrical/Fire Safety Violations","Westchester Elementary",7111,7823,8606,9467,10413,43420]
["2681","Infra-Electric:  Upgrade Generator","Westchester Elementary",30000,{"$nulls":4},30000]
["2681","Install Exhaust Fans.","Westchester Elementary",10000,{"$nulls":4},10000]
["2831","Bleachers:  Replace Bleachers - Gymnasium","Western High",125000,{"$nulls":4},125000]
["2831","Drainage Repairs","Western High",200000,{"$nulls":4},200000]
["2831","Electrical/Fire Safety Violations","Western High",11365,12502,13753,15128,16641,69389]
["2831","Fencing:  Replace Fence","Western High",129750,{"$nulls":4},129750]
["2831","Replace Exhaust Fans","Western High",5000,{"$nulls":4},5000]
["2052","Additional Drive on West Side","Westpine Middle",null,100000,null,null,null,100000]
["2052","Electrical/Fire Safety Violations","Westpine Middle",6928,7621,8384,9222,10145,42300]
["2052","Flooring:  Installation of Tile","Westpine Middle",38000,null,40000,null,null,78000]
[2052,"Replace Gym Bleachers","Westpine Middle",null,null,100000,null,null,100000]
["0631","Electrical/Fire Safety Violations","Westwood Heights Elementary",8873,9761,10738,11812,12993,54177]
["0631","Flooring:  Installation of Tile","Westwood Heights Elementary",null,null,50000,null,null,50000]
[2141,"Electrical/Fire Safety Violations","Whiddon Adult-Obs",14176,15594,17154,18869,20756,86549]
["0412","Electrical/Fire Safety Violation","Whiddon-Rogers Annex",6746,7421,8164,8980,9878,41189]
[412,"Fire Alarm Replacement","Whiddon-Rogers Annex",150000,{"$nulls":4},150000]
["0452","Electrical/Fire Safety Violations","Whiddon-Rogers Ed Center",10575,11633,12797,14077,15484,64566]
["0452","Fencing:  Replace Fence","Whiddon-Rogers Ed Center",null,null,69000,null,null,69000]
["1752","Electrical/Fire Safety Violations","Whispering Pines Ctr",4315,4747,5222,5744,6319,26347]
[1752,"Time Out Room Replacement","Whispering Pines Ctr",23000,{"$nulls":4},23000]
["0191","Electrical/Fire Safety Violations","Wilton Manors Elementary",13249,14574,16032,17635,19399,80889]
["0991","Electrical/Fire Safety Violations","Wingate Oaks Center",4254,4680,5148,5663,6229,25974]
["0991","Flooring:  Installation of Tile","Wingate Oaks Center",null,65000,null,null,null,65000]
["3091","Electrical/Fire Safety Violations","Winston Park Elementary",7779,8557,9413,10354,11390,47493]
["3091","Flooring:  Installation of Tile","Winston Park Elementary",null,29000,11000,null,null,40000]
["3091","Driveway Safety Renovations","Winston Park Elementary",100000,{"$nulls":4},100000]
["3321","Electrical/Fire Safety Violations","Young, Virginia S. Elementary",4102,4513,4965,5462,6008,25050]
[3321,"Upgrade Fire Alarm Horns","Young, Virginia S. Elementary",null,90000,null,null,null,90000]
["3001","Electrical/Fire Safety Violations","Young, Walter C. Middle",6989,7688,8457,9303,10233,42670]
[null,"District Maintenance"]
["1741","Infra-Plumbing: Install water softener","Anderson, Boyd H. High",2500,{"$nulls":4},2500]
["1741","Infra-Plumbing:  Retube Boiler","Anderson, Boyd H. High",17500,{"$nulls":4},17500]
["1741","Infra-Electric:  Replace electrical service for baseball field.","Anderson, Boyd H. High",null,null,18250,null,null,18250]
["1741","Mechanical:  Provide proper drainage around courtyard area","Anderson, Boyd H. High",null,null,20000,null,null,20000]
["1791","Infra-Site-Miscellaneous:  Resurface tracks/courts with asphalt","Apollo Middle",null,null,91200,null,null,91200]
["1791","Painting:  Exterior painting of building","Apollo Middle",null,null,80000,null,null,80000]
["1791","Infra-Plumbing:: Replace Heat Exchanger","Apollo Middle",23760,{"$nulls":4},23760]
["1791","Infra-Plumbing:  Replace hot water lines.","Apollo Middle",null,100000,null,null,null,100000]
["1791","Infra-Plumbing:  Replace 6\" backflow preventers on fire system.","Apollo Middle",null,null,17665,null,null,17665]
["1791","Ventilation:  Repair/Replace Exhaust Fans.","Apollo Middle",5000,{"$nulls":4},5000]
["2221","Mechanical:  Replace lift station and wet well.","Atlantic Technical Center",null,18375,null,null,null,18375]
["2511","Infra-Electric:  Install new lighting/transient voltage surge protection","Atlantic West Elementary",null,null,33000,null,null,33000]
["2511","Infra-Plumbing:  Install somat pulper.","Atlantic West Elementary",null,19100,null,null,null,19100]
["2511","Infra-Plumbing:  Repipe 3\" galvanized water line.","Atlantic West Elementary",null,null,26085,null,null,26085]
["2511","Infra-HVAC: Replace 7 Air Handler Units","Atlantic West Elementary",115000,{"$nulls":4},115000]
["0343","Infra-Plumbing:  Replace boiler circulation pumps and tanks.","Attucks Middle",null,12800,null,null,null,12800]
["0343","Infra-Plumbing:  Replace 2\" backflow preventers on domestic water and install fences around units.","Attucks Middle",null,null,15400,null,null,15400]
["0343","Infra-Plumbing:  Install backflow preventers.","Attucks Middle",null,null,25600,null,null,25600]
["0343","Infra-Site-Miscellaneous:  Resurface track/courts with asphalt","Attucks Middle",null,null,84800,null,null,84800]
["0343","Refinish Gym floor, include logos and gamelines","Attucks Middle",null,null,null,18000,null,18000]
["0343","Resurface Tracks & Courts with Asphalt","Attucks Middle",null,null,null,42869,null,42869]
["0343","Infra-Site-Miscellaneous:  Renovate pe fields and automate irrigation system","Attucks Middle",null,null,132800,null,null,132800]
["2611","Resurface Tracks & Courts with Asphalt","Bair Middle",null,null,null,28200,null,28200]
["2611","Mechanical:  Replace floor drains in kitchen to grease trap then to main sewer.","Bair Middle",null,30000,null,null,null,30000]
["2611","Upgrade natural gas emergency generator - Secondary Red Cross Shelter","Bair Middle",null,null,null,37500,null,37500]
["2001","Painting:  Exterior of Building (1993)","Banyan Elementary",50000,{"$nulls":4},50000]
["0201","Infra-Site-Miscellaneous:  Replace wood windows/floors in office & media wing.","Bennett Elementary",null,null,75000,null,null,75000]
["0201","Infra-Site-Miscellaneous:  Replace stage floor.","Bennett Elementary",null,null,16000,null,null,16000]
["0201","Replace all intercom wiring & master clock","Bennett Elementary",null,null,null,150000,null,150000]
["0341","Remove boiler from fish 606; remove piping; patch roof; remove boiler","Bethune, Mary M. Elementary",null,null,null,6897,null,6897]
["0361","Infra-Roofing:  Reroof Buildings","Blanche Ely High",450000,{"$nulls":4},450000]
["0811","Infra-Site-Miscellaneous:  Design/install an automated irrigation system for the pe field/ install sod","Broadview Elementary",null,null,111000,null,null,111000]
["0811","Infra-HVAC:  Replace McQuay air cooled chiller..","Broadview Elementary",null,null,100000,null,null,100000]
["1461","Replace & upgrade Fire Alarm System","Castle Hill Elementary",null,null,null,160000,null,160000]
["2961","Infra-Electric:  Install New Lighting/Transient Voltage Surge Protection.","Chapel Trail Elementary",20000,{"$nulls":4},20000]
[9830,"Painting:  Exterior painting of building","ESEA Title I",null,null,80000,null,null,80000]
["1421","Automate Irrigation Stystem","Coconut Creek Elementary",null,null,null,56511,null,56511]
["1681","Infra-Plumbing:  Replace grease trap lids/provide new top to grease interceptor","Coconut Creek High",null,22850,null,null,null,22850]
["1681","Upgrade natural gas generator to 125kw - secondary Red Cross shelter","Coconut Creek High",null,null,null,62500,null,62500]
["1681","Infra-Site-Miscellaneous:  Replace stage floor.","Coconut Creek High",null,null,16000,null,null,16000]
["1681","Infra-Plumbing:  Install grease trap lids.","Coconut Creek High",null,null,8000,null,null,8000]
["1681","Infra-Plumbing:  Install Catch Basin/Storm Drainage","Coconut Creek High",70343,{"$nulls":4},70343]
["1681","Infra-Plumbing:  Install 4\" backflow preventers on fire system/fence in units.","Coconut Creek High",null,null,12240,null,null,12240]
["0231","Infra-Plumbing:  Install 3 catch basins.","Colbert Elementary",null,null,33000,null,null,33000]
["0231","Infra-Electric:  Upgrade intercom system","Colbert Elementary",null,50000,null,null,null,50000]
["0231","Infra-Plumbing:  Replace domestic water lines in building #3.","Colbert Elementary",null,null,35000,null,null,35000]
["0231","Infra-Plumbing:  Repipe gang bathrooms.","Colbert Elementary",null,null,136000,null,null,136000]
["0231","Infra-Plumbing:  Install storm drainage.","Colbert Elementary",null,null,57600,null,null,57600]
["0231","Infra-Site-Miscellaneous:  Repair/replace exhaust fans","Colbert Elementary",null,null,24000,null,null,24000]
["0231","Infra-Site-Miscellaneous:  Design/install an automated irrigation system for the pe field/ install sod","Colbert Elementary",null,null,66000,null,null,66000]
["0231","Infra-Plumbing:  Reinstall septic tank.","Colbert Elementary",null,null,24000,null,null,24000]
["0231","Infra-Electric:  Upgrade panels and disconnects","Colbert Elementary",null,null,16000,null,null,16000]
["0231","Roofing:  Reroof buildings.","Colbert Elementary",null,195000,null,null,null,195000]
["0231","Infra-Electric:  Upgrade classroom lighting.","Colbert Elementary",null,480000,null,null,null,480000]
["0231","Infra-HVAC:  Replace cooling tower.","Colbert Elementary",null,null,125000,null,null,125000]
["0231","Infra-Plumbing:  Install 2 catch basins.","Colbert Elementary",null,null,35825,null,null,35825]
["0331","replace & upgrade Fire Alarm System","Collins Elementary",null,null,null,160000,null,160000]
["0331","Replace hardwood floor on stage","Collins Elementary",null,null,null,14000,null,14000]
["0331","Infra-Site-Miscellaneous:  Design/install an automated irrigation system for the pe field/ install sod","Collins Elementary",null,null,120000,null,null,120000]
["1211","Infra-Electric:  Install new emergency generator","Cooper City Elementary",null,null,120000,null,null,120000]
["1211","Infra-HVAC:  Replace 5 DX air handler units in the penthouse.","Cooper City Elementary",null,null,100000,null,null,100000]
["1211","Painting:  Exterior painting of building","Cooper City Elementary",null,null,50000,null,null,50000]
["1931","Infra-Electric:  Upgrade Classroom and Hallway Lighting","Cooper City High",200000,{"$nulls":4},200000]
["1931","Infra-Plumbing:  Install 8 catch basins around perimeter of football field.","Cooper City High",null,null,92800,null,null,92800]
["1931","Infra-Electric:  Install New Lighting/Transient Voltage Surge Protection.","Cooper City High",20000,{"$nulls":4},20000]
["2551","Infra-Roofing:  Reroof Buildings.","Coral Springs Elementary",195000,{"$nulls":4},195000]
["2551","Infra-HVAC:  Replace cooling tower.","Coral Springs Elementary",null,null,125000,null,null,125000]
["2551","Infra-Electric:  Replace switch gear unit","Coral Springs Elementary",null,null,48000,null,null,48000]
["2551","Infra-Plumbing:  Install somat pulper.","Coral Springs Elementary",null,null,19100,null,null,19100]
["1151","Infra-Electric:  Replace switch gear unit","Coral Springs High",null,null,150000,null,null,150000]
["2561","Infra-Roofing:  Reroof Building","Coral Springs Middle",200000,{"$nulls":4},200000]
["2561","Infra-Electric:  Replace switch gear unit","Coral Springs Middle",null,52000,null,null,null,52000]
["2561","Resurface Tracks & Courts with Asphalt.","Coral Springs Middle",61000,{"$nulls":4},61000]
["2561","Infra-Plumbing:  Remove floor drain in somat room from grease line and reroute back to sanitary sewer.","Coral Springs Middle",null,null,15225,null,null,15225]
[2561,"Renovate Irrigation System","Coral Springs Middle",null,null,null,29157,null,29157]
["3111","Infra-HVAC:  Replace cooling tower.","Country Hills Elementary",null,null,125000,null,null,125000]
["2981","Infra-Plumbing:  Install backflow preventers.","Country Isles Elementary",null,null,32000,null,null,32000]
["2981","Infra-Plumbing:  Install catch basins/storm drainage.","Country Isles Elementary",null,null,100000,null,null,100000]
["2981","Infra-Plumbing:  Replace 8\" backflow on fire main.","Country Isles Elementary",null,null,19850,null,null,19850]
["3222","Replace one air cooled chiller ","Cross Creek School",null,null,100000,null,null,100000]
["1871","Infra-Roofing:  Reroof Building","Crystal Lake Community Middle",200000,{"$nulls":4},200000]
["1871","Infra-Plumbing:  Install drainfield to relieve catch basin.","Crystal Lake Community Middle",null,null,27825,null,null,27825]
[1871,"Infra-Plumbing:  Install 6\" backflow preventers on fire system/fence in units.","Crystal Lake Community Middle",null,null,27285,null,null,27285]
[1781,"Infra-Plumbing:  Install 10 catch basins in north and east parking lot.","Cypress Elementary",null,102645,null,null,null,102645]
["0101","Replace & upgrade Fire Alarm System","Dania Elementary",null,null,null,160000,null,160000]
["0101","Resurface Tracks & Courts with Asphalt","Dania Elementary",null,null,null,30000,null,30000]
["0101","Painting:  Exterior painting of building","Dania Elementary",null,null,80000,null,null,80000]
["2801","Infra-Plumbing:  Replace domestic water lines and trap primues on all floor drains.","Davie Elementary",null,75000,null,null,null,75000]
["2801","Infra-Site-Miscellaneous:  Repair/replace exhaust fans.","Davie Elementary",null,null,32000,null,null,32000]
["2801","Infra-HVAC:  Install 7 Air Handler Units","Davie Elementary",115000,{"$nulls":4},115000]
["0011","Painting:  Exterior painting of building","Deerfield Beach Elementary",null,80000,null,null,null,80000]
["0011","Athletic Field:  Install Automatic Irrigation System.(P.E. Field)","Deerfield Beach Elementary",45000,{"$nulls":4},45000]
[11,"Infra-Electric:  Install New Lighting/Transient Voltage Surge Protection.","Deerfield Beach Elementary",20000,{"$nulls":4},20000]
["1711","Painting:  Exterior painting of building","Deerfield Beach High",null,null,150000,null,null,150000]
["1711","Infra-Plumbing:  Replace heat exchange (steam) and repipe.","Deerfield Beach High",null,null,23760,null,null,23760]
["1711","Infra-Plumbing:  Replace galvanized domestic water pipe with copper pipe throughout facility.","Deerfield Beach High",null,114100,null,null,null,114100]
["1711","Infra-Plumbing:  Replace boiler circulating pumps and receiver tanks.","Deerfield Beach High",null,null,8000,null,null,8000]
["1711","Common Grounds & Athletic Fields:  Renovate and Automate Irrigation System","Deerfield Beach High",144931,{"$nulls":4},144931]
["1711","Infra-Site-Miscellaneous:  Replace stage floor.","Deerfield Beach High",null,null,16000,null,null,16000]
["0391","Painting:  Exterior painting of building","Deerfield Park Elementary",null,null,80000,null,null,80000]
["0271","Infra-Plumbing:  Replace boiler circulating pumps and receiver tanks.","Dillard Elementary",null,null,8000,null,null,8000]
["0371","Infra-Site-Miscellaneous:  Replace stage floor.","Dillard High",null,null,16000,null,null,16000]
["0371","Infra-Site-Miscellaneous:  Sand gym floor.","Dillard High",null,null,30000,null,null,30000]
["0000","Concrete Repairs","District Wide",200000,320000,242000,600000,600000,1962000]
["0000","Air Conditioning Replacement Parts & Supplies","District Wide",60000,100000,72600,null,null,232600]
["0000","Emergency Generator Parts","District Wide",null,40264,44291,null,600000,684555]
["0000","Demolition of Portables","District Wide",500000,750000,705000,null,null,1955000]
["0000","Emergency Ventilation Repairs","District Wide",250000,375000,402500,null,null,1027500]
["0000","Metal Doors","District Wide",350000,385000,423500,500000,500000,2158500]
["0000","Portable Renovations","District Wide",2500000,3000000,3025000,5000000,5000000,18525000]
["0000","Emergency Mechanical Repairs","District Wide",300000,730000,563000,810000,810000,3213000]
["0000","Coil Cleaning","District Wide",1000000,1250000,1150000,1200000,1200000,5800000]
["0000","Site Improvements","District Wide",null,null,null,800000,800000,1600000]
["0000","Roofing:  Contingency Fund","District Wide",500000,750000,605000,900000,900000,3655000]
["0000","Play Court & Track Improvements","District Wide",null,null,null,320000,320000,640000]
["0000","Emergency Electrical Projects","District Wide",250000,375000,402500,1900000,2070000,4997500]
["0000","Emergency Air Conditioning Repairs","District Wide",750000,1000000,1000000,2200000,2200000,7150000]
["0000","Painting Contingency","District Wide",{"$nulls":4},1000000,1000000]
["0000","Grounds/Site Contingency","District Wide",{"$nulls":4},1000000,1000000]
["0000","Security/Hardware Upgrades Facility Key Systems","District Wide",{"$nulls":4},2000000,2000000]
["0000","Mobile Chiller","District Wide",null,null,190000,null,null,190000]
[9604,"Repipe Water main from meter, 2- 2\" back flows","Maintenance",null,null,null,42828,null,42828]
[9077,"Estimate to install Simplex Storm Water Pump Station; increase discharge lines to 4\"","Twin Lakes Complex",null,null,null,17964,null,17964]
["3221","Infra-Electric:  Install weatherproof exit lights.","Drew, Charles Elementary",null,null,15000,null,null,15000]
["0301","Infra-HVAC:  Replace 2 Air Handler Units.","Drew Resource Center",45000,{"$nulls":4},45000]
["0721","Painting:  Exterior painting of building","Driftwood Elementary",null,null,80000,null,null,80000]
["0861","Infra-Site-Miscellaneous:  Replace patio.","Driftwood Middle",null,48600,null,null,null,48600]
["0861","Infra-Site-Miscellaneous:  Replace stage floor.","Driftwood Middle",null,16000,null,null,null,16000]
["0861","Infra-Site-Miscellaneous:  Design/install an automated irrigation system for the pe field/ install sod","Driftwood Middle",null,80000,null,null,null,80000]
["0861","Infra-Site-Miscellaneous:  Replace ceiling and light fixtures.","Driftwood Middle",null,16500,null,null,null,16500]
[3461,"Flooring:  Replace delaminating floor tiles.","Eagle Point Elementary",null,10000,null,null,null,10000]
["3191","Infra-HVAC:  Replace 2 cooling towers.","Embassy Creek Elementary",null,null,125000,null,null,125000]
["3191","Infra-Electric:  Upgrade stairwell lighting.","Embassy Creek Elementary",null,10000,null,null,null,10000]
["1641","Infra-HVAC:  Replace 2 cooling towers.","Fairway Elementary",null,null,125000,null,null,125000]
["1641","Infra-Roofing:  Reroof Buildings","Fairway Elementary",200000,{"$nulls":4},200000]
["2541","Infra-Roofing:  Reroof Buildings","Flamingo Elementary",199000,{"$nulls":4},199000]
["2541","Infra-Plumbing:  Replace somat pulper.","Flamingo Elementary",null,null,19100,null,null,19100]
["3391","Infra-Electric:  Install New Lighting/Transient Voltage Surge Protection.","Flanagan, Charles High",20000,{"$nulls":4},20000]
["3391","Replace the intercom system, speakers above & under ground","Flanagan, Charles High",null,null,null,120000,null,120000]
["3391","Infra-Plumbing:  Install catch basins and storm drainage.","Flanagan, Charles High",null,null,20000,null,null,20000]
["3391","Screen & Recoat Gym Floor","Flanagan, Charles High",36800,{"$nulls":4},36800]
["3051","Athletic Fields:  Restore Irrigation System (P.E. Field)","Forest Glen Middle",35000,{"$nulls":4},35000]
["3051","Infra-HVAC:  Replace 2 cooling towers.","Forest Glen Middle",null,null,125000,null,null,125000]
["3051","Infra-Electric:  Install New Lighting/Transient Voltage Surge Protection.","Forest Glen Middle",20000,{"$nulls":4},20000]
["3051","Infra-HVAC:  Replace Air Conditioning Split System.","Forest Glen Middle",16000,{"$nulls":4},16000]
["2631","Infra-Electric:  Replace switch gear unit","Forest Hills Elementary",null,54000,null,null,null,54000]
["2631","Infra-HVAC:  Replace Cooling Tower","Forest Hills Elementary",100000,{"$nulls":4},100000]
["0951","Infra-Electric:  Upgrade/replace electrical panels for swimming pool area.","Fort Lauderdale High",null,20285,null,null,null,20285]
["0951","Infra-Site-Miscellaneous:  Screen/recoat gym floor.","Fort Lauderdale High",null,30000,null,null,null,30000]
["0951","Replace Pump House","Fort Lauderdale High",null,null,null,23000,null,23000]
[921,"Refinish stage and dance studio","Foster, Stephen Elementary",null,null,null,22000,null,22000]
["2851","Infra-HVAC:  Replace 7 Air Handler Units","Griffin Elementary",115000,{"$nulls":4},115000]
["2851","Infra-HVAC:  Replace cooling towers.","Griffin Elementary",null,null,125000,null,null,125000]
["2851","Infra-Site-Miscellaneous:  Design/install an automated irrigation system for the pe field/ install sod","Griffin Elementary",null,null,74000,null,null,74000]
["2851","Infra-Roofing:  Reroof Buildings","Griffin Elementary",199000,{"$nulls":4},199000]
["0131","Infra-HVAC:  Replace cooling towers.","Hallandale Elementary",null,null,125000,null,null,125000]
["0131","Roofing:  Reroof buildings.","Hallandale Elementary",null,110000,null,null,null,110000]
["0131","Painting:  Exterior painting of building","Hallandale Elementary",null,80000,null,null,null,80000]
["0131","Infra-Electric:  Upgrade exterior security lighting.","Hallandale Elementary",null,10000,null,null,null,10000]
["0131","Infra-Plumbing:  Replace domestic water lines.","Hallandale Elementary",null,null,85000,null,null,85000]
["0131","Infra-Electric:  Upgrade panels and disconnects","Hallandale Elementary",null,15000,null,null,null,15000]
["0131","Infra-Electric:  Upgrade intercom system","Hallandale Elementary",null,null,100000,null,null,100000]
["0131","Infra-Plumbing:  Replace sanitary sewer lines.","Hallandale Elementary",null,null,50000,null,null,50000]
["0403","Infra-Roofing:  Reroof Buildings","Hallandale High",450000,{"$nulls":4},450000]
["0403","Replace and upgrade Fire Alarm System","Hallandale High",null,null,null,325000,null,325000]
["0491","Infra-Electric:  Upgrade lighting in cafeteria.","Harbordale Elementary",null,null,18670,null,null,18670]
["0491","Infra-Electric:  Upgrade security lighting.","Harbordale Elementary",null,34225,null,null,null,34225]
["0111","Painting:  Exterior painting of building","Hollywood Hills Elementary",null,50000,null,null,null,50000]
["0111","Infra-Roofing:  Reroof Buildings","Hollywood Hills Elementary",195000,{"$nulls":4},195000]
["1661","Infra-Plumbing:  Retube boiler.","Hollywood Hills High",null,null,16950,null,null,16950]
["1661","Infra-Plumbing:  Install 4\" backflow preventers on fire system/fence in units.","Hollywood Hills High",null,null,11925,null,null,11925]
["1661","Infra-Plumbing:  Install backflow preventers.","Hollywood Hills High",null,null,15000,null,null,15000]
["1661","Infra-Site-Miscellaneous:  Screen/recoat gym floor.","Hollywood Hills High",null,30000,null,null,null,30000]
["2531","Infra-Roofing:  Reroof Buildings","Horizon Elementary",195000,{"$nulls":4},195000]
["2531","Infra-HVAC:  Replace Cooling Tower","Horizon Elementary",120000,{"$nulls":4},120000]
["1971","Infra-Electric:  Upgrade Master Clock","Hunt, James S. Elementary",20000,{"$nulls":4},20000]
["3471","Replace & upgrade Fire Alarm System","Indian Ridge Middle",null,null,null,195000,null,195000]
[9855,"Infra-HVAC:  Replace chillers.","BECON/ITV",null,60000,null,null,null,60000]
["0831","Infra-Electric:  Upgrade exterior security lighting.","Lake Forest Elementary",null,null,10000,null,null,10000]
["0831","Infra-Electric:  Upgrade panels and disconnects","Lake Forest Elementary",null,20000,null,null,null,20000]
["0831","Infra-HVAC:  Replace cooling tower.","Lake Forest Elementary",null,105000,null,null,null,105000]
["0831","Infra-Site-Miscellaneous:  Design/install an automated irrigation system for the pe field/ install sod/restore clay softball field.","Lake Forest Elementary",null,125000,null,null,null,125000]
[831,"Infra-Plumbing:  Install  20 space heaters","Lake Forest Elementary",null,null,31775,null,null,31775]
["0621","Infra-Plumbing:  Replace somat pulper.","Larkdale Elementary",null,null,19100,null,null,19100]
["0621","Infra-Plumbing:  Replace galvanized domestic water pipe with copper pipe throughout facility.","Larkdale Elementary",null,76550,null,null,null,76550]
["0621","Infra-HVAC:  Replace Chillers","Larkdale Elementary",140000,{"$nulls":4},140000]
["0621","Replace & upgrade Fire Alarm System","Larkdale Elementary",null,null,null,160000,null,160000]
["0621","Painting:  Interior of Building (1994)","Larkdale Elementary",80000,{"$nulls":4},80000]
["1701","Infra-Electric:  Upgrade all walkway lighting.","Lauderdale Lakes Middle",null,33425,null,null,null,33425]
["1701","Infra-Plumbing:  Install 8\" downspouts to parking lot and 6 catch basins in parking lot.","Lauderdale Lakes Middle",null,null,94650,null,null,94650]
["1701","Infra-Electric:  Upgrade all lighting in gym.","Lauderdale Lakes Middle",null,35000,null,null,null,35000]
["1701","Upgrade Ip gas emergency generator - secondary Red Cross shelter","Lauderdale Lakes Middle",null,null,null,37500,null,37500]
["0431","Infra-HVAC:  Replace Cooling Tower","Lauderdale Manors Elementary",120000,{"$nulls":4},120000]
["0431","Infra-Site-Miscellaneous:  Replace windows in cafeteria.","Lauderdale Manors Elementary",null,50000,null,null,null,50000]
["0431","Infra-Roofing:  Reroof Buildings","Lauderdale Manors Elementary",200000,{"$nulls":4},200000]
["1391","Infra-Plumbing:  Replace Heat Exchanger.","Lauderhill Middle",23760,{"$nulls":4},23760]
["1391","Infra-Roofing:  Reroof Buildings","Lauderhill Middle",195000,{"$nulls":4},195000]
["1381","Mechanical:  Provide storm drainage for perimeter of building.","Lauderhill, P. T. Elementary",null,null,25000,null,null,25000]
["1091","Infra-Plumbing:  Install 4 additional manhole covers on grease traps.","Lloyd Estates Elementary",null,null,13675,null,null,13675]
["1091","Infra-Plumbing:  Install area drains in patio next to cafeteria.","Lloyd Estates Elementary",null,null,29760,null,null,29760]
["2741","Infra-Plumbing:  Install new somat pulper.","Maplewood Elementary",null,null,19100,null,null,19100]
["2741","Infra-HVAC:  Replace cooling towers.","Maplewood Elementary",null,125000,null,null,null,125000]
["2741","Infra-Electric:  Replace switch gear unit","Maplewood Elementary",null,null,54000,null,null,54000]
["2741","Infra-HVAC:  Replace 7 Air Handler Units.","Maplewood Elementary",115000,{"$nulls":4},115000]
["2741","Infra-Electric:  Upgrade Master Clock and Wiring","Maplewood Elementary",20000,{"$nulls":4},20000]
["1161","Resurface Tracks & Courts with Asphalt","Margate Elementary",null,null,null,18020,null,18020]
["1161","Infra-Plumbing:  Install 12 area drains/pipe/ 2 catch basins.","Margate Elementary",null,null,63175,null,null,63175]
["1161","Infra-Plumbing:  Install 2 catch basins near basketball court.","Margate Elementary",null,null,27100,null,null,27100]
["0581","Replace stage floor","Margate Middle",null,null,null,16000,null,16000]
[3291,"Painting:  Exterior of building.","Marshall, Thurgood Elementary",null,120000,null,null,null,120000]
["1291","Infra-Electric:  Upgrade lighting in shop classes","McFatter Technical Center",null,100000,null,null,null,100000]
["1291","Infra-HVAC:  Install variable frequency drives on 16 air handlers units","McFatter Technical Center",null,null,80000,null,null,80000]
["1291","Infra-HVAC:  Replace chillers.","McFatter Technical Center",null,null,195000,null,null,195000]
["1291","Infra-Plumbing:  Replace dust collector.","McFatter Technical Center",null,null,20000,null,null,20000]
["0841","Infra-Site-Miscellaneous:  Replace stage floor.","McNab Elementary",null,null,16000,null,null,16000]
["0841","Replace hardwood floors on stage and dance studio","McNab Elementary",null,null,null,26000,null,26000]
["0761","Mechanical:  Replace/relocate grease trap to rear of kitchen.","Meadowbrook Elementary",null,null,15000,null,null,15000]
["0761","Painting:  Exterior of building.","Meadowbrook Elementary",null,50000,null,null,null,50000]
["0531","Infra-Site-Miscellaneous:  Replace locking mechanism on all exterior doors.","Miramar Elementary",null,10000,null,null,null,10000]
["1751","Infra-Plumbing:  Install catch basins/storm drainage.","Miramar High",null,60000,null,null,null,60000]
["1751","Infra-HVAC:  Replace 2 cooling towers.","Miramar High",null,null,175000,null,null,175000]
["1751","Infra-Plumbing:  Install drainage system in teachers parking lot/install 6 catch basins.","Miramar High",null,58900,null,null,null,58900]
["1751","Screen & Recoat Gym Floor","Miramar High",36800,{"$nulls":4},36800]
["1751","Infra-Electric:  Upgrade emergency generator.","Miramar High",null,65000,null,null,null,65000]
["1751","Infra-Electric:  Upgrade panels and disconnects","Miramar High",null,20000,null,null,null,20000]
["1841","Infra-Site-Miscellaneous:  Design/install an automated irrigation system for the pe field/ install sod","Mirror Lake Elementary",null,null,140000,null,null,140000]
["1841","Infra-HVAC:  Replace Chillers","Mirror Lake Elementary",120000,{"$nulls":4},120000]
["2691","Resurface Tracks & Courts with Asphalt","Morrow Elementary",null,null,null,16976,null,16976]
["2691","Infra-HVAC:  Replace cooling towers.","Morrow Elementary",null,125000,null,null,null,125000]
["2691","Infra-Electric:  Replace switch gear unit","Morrow Elementary",null,null,48000,null,null,48000]
["2671","Infra-Roofing:  Reroof Buildings","Nob Hill Elementary",195000,{"$nulls":4},195000]
["2671","Infra-Electric:  Upgrade lighting in cafeteria.","Nob Hill Elementary",null,null,21185,null,null,21185]
[561,"Infra-Electric:  Install new circuit breakers","Norcrest Elementary",null,35362,null,null,null,35362]
["0561","Infra-HVAC:  Replace 2 air handlers in cafeteria.","Norcrest Elementary",null,90000,null,null,null,90000]
["0561","Infra-HVAC:  Replace cooling towers.","Norcrest Elementary",null,null,70000,null,null,70000]
["0561","Infra-Plumbing:  Replace galvanized domestic water pipe with copper pipe throughout facility.","Norcrest Elementary",null,69750,null,null,null,69750]
["0521","Infra-Electric:  Replace switch gear unit","North Andrews Gardens Elementary",null,70000,null,null,null,70000]
["0521","Infra-HVAC:  Replace 14 fan coiled units and 1 package unit for stage.","North Andrews Gardens Elementary",null,null,60000,null,null,60000]
["0521","Infra-HVAC:  Replace 3 chillers.","North Andrews Gardens Elementary",null,null,175000,null,null,175000]
["0521","Resurface Tracks & Courts with Asphalt","North Andrews Gardens Elementary",null,null,null,16850,null,16850]
["1191","Infra-HVAC:  Replace 2 air handlers and 2 condensing units for cafeteria.","North Fork Elementary",null,40000,null,null,null,40000]
["1191","Infra-Plumbing:  Install 7 catch basins and new piping.","North Fork Elementary",null,null,31022,null,null,31022]
["1191","Infra-Electric:  Upgrade all restroom lighting.","North Fork Elementary",null,13285,null,null,null,13285]
["1191","Mechanical:  Replace floor drains and grease trap.","North Fork Elementary",null,null,20000,null,null,20000]
["2231","Infra-HVAC:  Replace air cooled chiller.","North Lauderdale Elementary",null,null,105000,null,null,105000]
["2231","Roofing:  Reroof Buildings.","North Lauderdale Elementary",199000,{"$nulls":4},199000]
["2231","Automate Irrigation System","North Lauderdale Elementary",null,null,null,27686,null,27686]
["1241","Infra-Site-Miscellaneous:  Replace stage floor.","Northeast High",null,null,16000,null,null,16000]
["1241","Estimate to have new natural gas line main extension and service lines; plumbers to do tests on connections","Northeast High",null,null,null,11103,null,11103]
["1241","Estimate to change out underground galv water piping feeding all buildings on site","Northeast High",null,null,null,148547,null,148547]
[1271,"Painting:  Exterior painting of building","Nova Eisenhower Elementary",null,50000,null,null,null,50000]
["1282","Painting:  Exterior painting of building","Nova Blanche Forman Elementary",null,50000,null,null,null,50000]
["0031","Infra-Electric: Upgrade Intercom and Connect Bells to Portables","Oakland Park Elementary",10000,{"$nulls":4},10000]
["0461","Athletic Fields:  Renovate and Automate Irrigation System","Oakridge Elementary",33108,{"$nulls":4},33108]
["0461","Infra-Electric:  Replace Distribution Panels","Oakridge Elementary",20000,{"$nulls":4},20000]
["0472","Infra-Plumbing:  Repipe heating system and insulate.","Olsen Middle Annex",null,null,92000,null,null,92000]
["0711","Infra-Plumbing:  Replace sanitary sewer lines.","Orange Brook Elementary",null,null,40000,null,null,40000]
["0711","Painting:  Exterior painting of building","Orange Brook Elementary",null,null,50000,null,null,50000]
["0711","Infra-Electric:  Upgrade classroom lighting.","Orange Brook Elementary",null,25000,null,null,null,25000]
["0711","Infra-Electric:  Upgrade intercom system","Orange Brook Elementary",null,null,50000,null,null,50000]
["0711","Infra-Electric:  Upgrade panels and disconnects","Orange Brook Elementary",null,150000,null,null,null,150000]
["0711","Infra-Plumbing:  Replace domestic water lines.","Orange Brook Elementary",null,50000,null,null,null,50000]
["0711","Roofing:  Reroof buildings.","Orange Brook Elementary",null,160000,null,null,null,160000]
["1831","Infra-Electric:  Upgrade security /walkway lighting.","Oriole Elementary",null,18225,null,null,null,18225]
["1831","Infra-HVAC:  Replace rooftop air cooled condensing unit for administration area.","Oriole Elementary",null,12500,null,null,null,12500]
["1831","Infra-HVAC:  Replace rooftop air cooled condensing unit for administration area.","Oriole Elementary",null,12500,null,null,null,12500]
["1831","Infra-Electric:  Upgrade lighting in cafeteria.","Oriole Elementary",null,20855,null,null,null,20855]
[3311,"Infra-Electric:  Upgrade stairwell lighting.","Palm Cove Elementary",null,null,15000,null,null,15000]
["3171","Infra-HVAC:  Relocate/Replace Condensing Units for Walk-In Freezers and Coolers","Park Springs Elementary",25000,{"$nulls":4},25000]
["2071","Replace & upgrade Fire Alarm System","Pasadena Lakes Elementary",null,null,null,160000,null,160000]
["2071","Infra-HVAC:  Replace 2 condensing units.","Pasadena Lakes Elementary",null,8000,null,null,null,8000]
["2071","Infra-Plumbing:  Install 9 drains around portables.","Pasadena Lakes Elementary",null,null,23825,null,null,23825]
["2661","Replace & upgrade Fire Alarm System","Pembroke Lakes Elementary",null,null,null,160000,null,160000]
["2661","Painting:  Interior of Building (1993)","Pembroke Lakes Elementary",80000,{"$nulls":4},80000]
["1221","Infra-HVAC:  Install 7 AHU","Pembroke Pines Elementary",115000,{"$nulls":4},115000]
["1631","Roofing:  Reroofing of Buildings","Perry, Annabel Elementary",165000,{"$nulls":4},165000]
["1011","Resurface Tracks & Courts with Asphalt","Perry, Henry D. Middle",null,null,null,36918,null,36918]
["0931","Replace Pump House","Peters Elementary",null,null,null,19013,null,19013]
[2861,"Replace antiquated intercom console","Pines Lakes Elementary",null,null,null,50416,null,50416]
["1881","Infra-HVAC:  Replace 2 cooling towers.","Pines Middle",null,null,125000,null,null,125000]
["1881","Replace underground wiring to portables","Pines Middle",null,null,null,50000,null,50000]
["1881","Infra-Plumbing:  Replace Sanitary Sewer Lines","Pines Middle",18000,{"$nulls":4},18000]
["2811","Infra-HVAC:  Replace cooling towers.","Pinewood Elementary",null,125000,null,null,null,125000]
["2811","Infra-HVAC:  Replace 7 air handlers in old building.","Pinewood Elementary",null,null,170000,null,null,170000]
["2811","Common Grounds:  Renovate and Automate Irrigation System.","Pinewood Elementary",41818,{"$nulls":4},41818]
["2571","Infra-Site-Miscellaneous:  Concrete repairs.","Pioneer Middle",null,25000,null,null,null,25000]
["2571","Infra-HVAC:  Replace 18 Air Handler Units.","Pioneer Middle",325000,{"$nulls":4},325000]
["2571","Resurface Tracks & Courts with Asphalt","Pioneer Middle",61000,{"$nulls":4},61000]
["1901","Infra-Plumbing:  Install 9\" catch basins in football field.","Piper High",null,null,93650,null,null,93650]
[1451,"Painting:  Exterior of building.","Plantation High",null,200000,null,null,null,200000]
["1451","Refinish gym floor, including logos and gamelines","Plantation High",null,null,null,18000,null,18000]
["1451","Resurface Tracks & Courts with Asphalt","Plantation High",null,null,null,22500,null,22500]
["1451","Infra-Site-Miscellaneous:  Design/install an automated irrigation system for the baseball/softball field/ install sod","Plantation High",null,143000,null,null,null,143000]
["1451","Infra-Site-Miscellaneous:  Replace all windows in the mini-gym.","Plantation High",null,30000,null,null,null,30000]
["1251","Infra-HVAC:  Replace3 Air Handler Units in Penthouse","Plantation Park Elementary",130000,{"$nulls":4},130000]
["1251","Roofing:  Reroof Buildings","Plantation Park Elementary",195000,{"$nulls":4},195000]
["9018","Infra-Plumbing:  Repipe heating system on roof.","Pompano Admin Site",null,150850,null,null,null,150850]
["9018","Reconnect Heating Lines, re-pipe and sod","Pompano Admin Site",null,null,null,165832,null,165832]
["9018","Infra-Electric:  Upgrade intercom system","Pompano Admin Site",null,80000,null,null,null,80000]
["0021","Infra-HVAC:  Replace Trane trace controls.","Pompano Beach Middle",null,65000,null,null,null,65000]
["0021","Infra-Plumbing:  Install 3 additional grease trap lids.","Pompano Beach Middle",null,null,11900,null,null,11900]
["0021","Refinish original hardwood floor on stage","Pompano Beach Middle",null,null,null,7300,null,7300]
["3121","Infra-HVAC: Relocate/Replace Condensing Units for Walk-In Freezers and Coolers","Quiet Waters Elementary",25000,{"$nulls":4},25000]
["3121","Infra-Plumbing:  Take somat line off of grease trap.","Quiet Waters Elementary",null,11300,null,null,null,11300]
["3121","Infra-Plumbing:  Replace Sanitary Sewer Lines and Grease Trap Lids","Quiet Waters Elementary",13500,{"$nulls":4},13500]
["2721","Infra-HVAC:  Replace York air cooled chiller.","Ramblewood Elementary",null,105000,null,null,null,105000]
["2721","Infra-Plumbing:  Install new somat pulper.","Ramblewood Elementary",null,null,19100,null,null,19100]
["2721","Infra-HVAC:  Replace cooling towers.","Ramblewood Elementary",null,125000,null,null,null,125000]
["2711","Resurface Track & Courts with Asphalt","Ramblewood Middle",61000,{"$nulls":4},61000]
["2711","Infra-Plumbing:  Install new somat pulper.","Ramblewood Middle",null,null,25100,null,null,25100]
["2711","Infra-HVAC:  Replace 18 Air Handler Units.","Ramblewood Middle",325000,{"$nulls":4},325000]
["2121","Infra-HVAC:  Replace cooling towers.","Rickards Middle",null,null,150000,null,null,150000]
["2121","Painting:  Exterior painting of building","Rickards Middle",null,150000,null,null,null,150000]
["2891","Infra-HVAC:  Replace 2 cooling towers.","Riverglades Elementary",null,150000,null,null,null,150000]
["0151","Infra-HVAC:  Replace fresh air intake grills.","Riverland Elementary",null,5000,null,null,null,5000]
[151,"Infra-HVAC:  Replace all rusted fresh air intake grills.","Riverland Elementary",null,5000,null,null,null,5000]
["3031","Infra-Plumbing:  Lower existing area drains in office and library area.","Riverside Elementary",null,null,35860,null,null,35860]
["0681","Resurface Tracks & Courts with Asphalt","Rock Island Elementary",null,null,null,33700,null,33700]
["0681","Infra-Electric:  Install new conduit/wiring for intercom to portable site.","Rock Island Elementary",null,6225,null,null,null,6225]
["0681","Mechanical:  Provide storm drainage around facility/portable area north west of school.","Rock Island Elementary",null,100000,null,null,null,100000]
["1851","Replace stage and dance studio floors","Royal Palm Elementary",null,null,null,26000,null,26000]
["0891","Infra-HVAC:  Replace air cooled chiller.","Sanders Park Elementary",null,null,120000,null,null,120000]
["3061","Infra-HVAC:  Replace 16 Fan Coil Units.","Sandpiper Elementary",90000,{"$nulls":4},90000]
["3401","Infra-HVAC:  Replace 2 cooling towers.","Sawgrass Elementary",null,null,125000,null,null,125000]
["0601","Mechanical:  replace sanitary sewer from office area to main line.","Seagull School",null,null,8000,null,null,8000]
["1811","Infra-Electric:  Install hallway speakers","Sheridan Hills Elementary",null,null,10000,null,null,10000]
["1811","Infra-Site-Miscellaneous:  Automate irrigation system.","Sheridan Hills Elementary",null,null,20000,null,null,20000]
["1811","Painting:  Interior of Building (1993)","Sheridan Hills Elementary",80000,{"$nulls":4},80000]
["1321","Infra-Plumbing:  Replace lift station pumps.","Sheridan Park Elementary",null,null,10000,null,null,10000]
["1321","Infra-Electric:  Install new emergency generator","Sheridan Park Elementary",null,120000,null,null,null,120000]
["1321","Infra-Plumbing:  Upgrade sanitary lines.","Sheridan Park Elementary",null,null,45000,null,null,45000]
["1321","Infra-Plumbing:  Upgrade domestic lines.","Sheridan Park Elementary",null,65000,null,null,null,65000]
["1321","Roofing:  Reroof Buildings","Sheridan Park Elementary",199000,{"$nulls":4},199000]
["1321","Infra-Plumbing:  Install lift station.","Sheridan Park Elementary",null,10000,null,null,null,10000]
["1321","Renovate PE Field & Automate Irrigation System","Sheridan Park Elementary",107220,{"$nulls":4},107220]
["1051","Roofing:  Reroof Buildings","Sheridan Technical Center",20000,{"$nulls":4},20000]
["3081","Infra-HVAC:  Replace 19 Fan Coils","Silver Ridge Elementary",125000,{"$nulls":4},125000]
["3331","Infra-HVAC:  Replace Cooling Towers","Silver Trail Middle",105000,{"$nulls":4},105000]
["0405","Infra-Plumbing:  Replace domestic water lines.","South Area Alternative Center",null,50000,null,null,null,50000]
["0405","Infra-HVAC:  Install 25 ventilator units.","South Area Alternative Center",null,150000,null,null,null,150000]
["0171","Infra-Site-Miscellaneous:  Renovate restrooms","South Broward High",null,100000,null,null,null,100000]
["0171","Infra-Site-Miscellaneous:  Replace wood floors, ceramic tiles, ceilings and painting throughout facilities.","South Broward High",null,200000,null,null,null,200000]
["0171","Infra-Site-Miscellaneous:  Screen/recoat gym floor.","South Broward High",null,20000,null,null,null,20000]
["2351","Infra-Plumbing:  Retube boiler.","South Plantation High",null,null,17500,null,null,17500]
["2351","Infra-Site-Miscellaneous:  Replace stage floor.","South Plantation High",null,16000,null,null,null,16000]
["2351","Infra-HVAC:  Replace cooling towers.","South Plantation High",null,175000,null,null,null,175000]
["2351","Infra-Electric:  Install New Lighting/Transient Voltage Surge Protection","South Plantation High",20000,{"$nulls":4},20000]
["2351","Upgrade diesel generator to 125 kw - secondary Red Cross Shelter","South Plantation High",null,null,null,62500,null,62500]
["0691","Infra-Site-Miscellaneous:  Grade/remove existing soil on pe field/add topsoil/install sod","Stirling Elementary",null,24000,null,null,null,24000]
["0691","Painting:  Interior of Building (1993)","Stirling Elementary",80000,{"$nulls":4},80000]
["0691","Painting:  Exterior of Building (1993)","Stirling Elementary",50000,{"$nulls":4},50000]
["3011","Infra-Electric:  Install New Lighting/Transient Voltage Surge Protection","Stoneman Douglas High",20000,{"$nulls":4},20000]
["3011","Infra-HVAC:  Replace 2 cooling towers.","Stoneman Douglas High",null,null,175000,null,null,175000]
["3011","Renovate Outfields For Baseball & Softball Fields","Stoneman Douglas High",35000,{"$nulls":4},35000]
["0211","Infra-Plumbing:  Tie lift station into city sewer/run new pipe/install grease traps","Stranahan High",null,null,17775,null,null,17775]
["0211","Infra-Electric:  Upgrade lighting in auditorium.","Stranahan High",null,38285,null,null,null,38285]
["0211","Infra-HVAC:  Replace variable speed drives on air handlers.","Stranahan High",null,40000,null,null,null,40000]
["0211","Infra-Plumbing:  Replace 2 fire hydrants.","Stranahan High",null,null,78425,null,null,78425]
["0211","Infra-Plumbing:  Replace pool heater.","Stranahan High",null,18925,null,null,null,18925]
["0211","Infra-Plumbing:  Retube boiler and replace hand hole covers.","Stranahan High",null,17945,null,null,null,17945]
["0611","Painting:  Interior of Building (1993)","Sunland Park Elementary",80000,{"$nulls":4},80000]
["0611","Infra-HVAC:  Replace 2 cooling towers.","Sunland Park Elementary",null,null,125000,null,null,125000]
["0611","Roofing:  Reroof Buildings","Sunland Park Elementary",110000,{"$nulls":4},110000]
[251,"Infra-HVAC:  Replace cooling towers.","Sunrise Middle",null,null,150000,null,null,150000]
["1171","Infra-Electric:  Upgrade intercom system","Sunshine Elementary",null,null,60000,null,null,60000]
["1171","Infra-Site-Miscellaneous:  Modify mansard metal panels","Sunshine Elementary",null,null,20000,null,null,20000]
["1171","Infra-Site-Miscellaneous:  Repair/replace sidewalks","Sunshine Elementary",null,20000,null,null,null,20000]
["1171","Replace hardwood floor on stage","Sunshine Elementary",null,null,null,14000,null,14000]
["2621","Roofing:  Reroofing of Buildings","Tamarac Elementary",195000,{"$nulls":4},195000]
["2621","Painting:  Exterior of Building (1993)","Tamarac Elementary",50000,{"$nulls":4},50000]
["2621","Infra-HVAC:  Replace 7 Air Handler Units.","Tamarac Elementary",115000,{"$nulls":4},115000]
["2751","Infra-Site-Miscellaneous:  Screen/recoat gym floor.","Taravella J P High",null,30000,null,null,null,30000]
["2751","Athletic Storage Building","Taravella J P High",40000,{"$nulls":4},40000]
["2751","Infra-Plumbing:  Install 4\" backflow preventers on fire system/ 2\" backflow preventers on domestic water meter for science building.","Taravella J P High",null,null,17550,null,null,17550]
["2751","Infra-Plumbing:  Install 6 catch basins between portables.","Taravella J P High",null,null,22100,null,null,22100]
["2751","Infra-HVAC:  Replace 2 air coiled chillers.","Taravella J P High",null,80000,null,null,null,80000]
["2751","Refinish gym floor","Taravella J P High",null,null,null,19000,null,19000]
["0571","Painting:  Exterior painting of building","Tedder Elementary",null,80000,null,null,null,80000]
["0571","Athletic Fields:  Renovate and Automate Irrigation System.","Tedder Elementary",40492,{"$nulls":4},40492]
["0571","Infra-Plumbing:  Install 3 additional manhole covers on grease traps.","Tedder Elementary",null,null,12175,null,null,12175]
["0571","Infra-HVAC:  Replace air cooled chiller.","Tedder Elementary",null,null,120000,null,null,120000]
["0571","Infra-Roofing:  Reroof Buildings.","Tedder Elementary",195000,{"$nulls":4},195000]
["3151","Infra-Electric:  Install New Lighting/Transient Voltage Surge Protection","Tequesta Trace Middle",20000,{"$nulls":4},20000]
["3151","Infra-HVAC:  Replace 2 cooling towers.","Tequesta Trace Middle",null,null,125000,null,null,125000]
["0731","Infra-HVAC:  Replace 3 direct expansion air handlers in penthouse.","Tropical Elementary",null,98000,null,null,null,98000]
["1621","Roofing:  Reroofing of Buildings","Village Elementary",195000,{"$nulls":4},195000]
["1621","Infra-Plumbing:  Replace main sewer from rear of school west to city sewer in front of school.","Village Elementary",null,null,30000,null,null,30000]
["1621","Painting:  Exterior painting of building","Village Elementary",null,80000,null,null,null,80000]
["0321","Infra-Electric:  Upgrade security lighting.","Walker Elementary",null,22000,null,null,null,22000]
["0321","Painting:  Exterior (1994)","Walker Elementary",50000,{"$nulls":4},50000]
["0321","Repair and refinish floor","Walker Elementary",null,null,null,50000,null,50000]
["0511","Common Grounds:  Renovate and Automate Irrigation System.","Watkins Elementary",15031,{"$nulls":4},15031]
["0511","Infra-HVAC:  Install a/c standby pumps","Watkins Elementary",null,10000,null,null,null,10000]
["2881","Infra-Plumbing:  Install catch basin lids.","Welleby Elementary",null,null,14700,null,null,14700]
["2881","Mechanical:  Improve storm drainage on east side of school.","Welleby Elementary",null,20000,null,null,null,20000]
["2881","Infra-HVAC:  Replace 2 cooling towers.","Welleby Elementary",null,null,125000,null,null,125000]
["0161","Infra-Plumbing:  Install lift station.","West Hollywood Elementary",null,null,10000,null,null,10000]
["0161","Infra-Electric:  Install New Lighting/Transient Voltage Surge Protection","West Hollywood Elementary",20000,{"$nulls":4},20000]
["2681","Infra-Plumbing:  Install new somat pulper.","Westchester Elementary",null,null,19075,null,null,19075]
["2681","Infra-HVAC:  Replace cooling towers.","Westchester Elementary",null,125000,null,null,null,125000]
["2681","Infra-HVAC:  Replace 7 Air Handler Units.","Westchester Elementary",115000,{"$nulls":4},115000]
["2681","Install Irrigation System in front of School","Westchester Elementary",8952,{"$nulls":4},8952]
["2681","Infra-Roofing:  Reroof Buildings.","Westchester Elementary",190000,{"$nulls":4},190000]
["2681","Replace hardwood floors on stage and dance studio","Westchester Elementary",null,null,null,26000,null,26000]
["2831","Infra-Plumbing:  Install drainage system.","Western High",null,83000,null,null,null,83000]
["2052","Infra-Plumbing:  Replace 6\" backflow preventers.","Westpine Middle",null,15500,null,null,null,15500]
["2052","Resurface Tracks & Courts with Asphalt","Westpine Middle",61000,{"$nulls":4},61000]
["2052","Painting:  Exterior of Building (1993)","Westpine Middle",130000,{"$nulls":4},130000]
["0631","Infra-HVAC:  Replace 2 Chillers.","Westwood Heights Elementary",150000,{"$nulls":4},150000]
["0631","Replace Pump House","Westwood Heights Elementary",null,null,null,28001,null,28001]
["0631","Painting:  Interior of Buildings (1993)","Westwood Heights Elementary",80000,{"$nulls":4},80000]
["0631","Infra-Roofing:  Reroof Buildings.","Westwood Heights Elementary",95000,{"$nulls":4},95000]
["0412","Infra-Electric:  Upgrade lighting in media center and in administration buildings.","Whiddon-Rogers Annex",null,20675,null,null,null,20675]
["0412","Infra-Site-Miscellaneous:  Install new ceiling (including lighting) in main building.","Whiddon-Rogers Annex",null,50000,null,null,null,50000]
["0452","Infra-HVAC:  Replace 2 Air Handler Units.","Whiddon-Rogers Ed Center",27000,{"$nulls":4},27000]
["0991","Infra-Site-Miscellaneous:  Replace ceiling in main building.","Wingate Oaks Center",null,50000,null,null,null,50000]
["0991","Infra-HVAC:  Replace Chiller","Wingate Oaks Center",80000,{"$nulls":4},80000]
["0991","Painting:  Interior of Buildings (1993)","Wingate Oaks Center",80000,{"$nulls":4},80000]
["3091","Infra-HVAC:  Replace cooling towers.","Winston Park Elementary",null,null,125000,null,null,125000]
["3091","Infra-Roofing:  Reroof Buildings.","Winston Park Elementary",190000,{"$nulls":4},190000]
["3091","Infra-Plumbing:  Repipe storm drainage on west side of school.","Winston Park Elementary",null,120000,null,null,null,120000]
["3091","Infra-HVAC:  Relocate/Replace Condensing Units for Walk-In Freezers and Coolers","Winston Park Elementary",25000,{"$nulls":4},25000]
["3001","Westside Swale:  Additional Irrigation","Young, Walter C. Middle",15000,{"$nulls":4},15000]
["3001","Infra-HVAC:  Replace 9 air handler units.","Young, Walter C. Middle",null,18000,null,null,null,18000]
["3001","Infra-Electric:  Upgrade intercom system","Young, Walter C. Middle",null,75000,null,null,null,75000]
["3001","Infra-Electric:  Provide additional emergency power","Young, Walter C. Middle",null,50000,null,null,null,50000]
["3001","Infra-Electric:  Install New Lighting/Transient Voltage Surge Protection","Young, Walter C. Middle",20000,{"$nulls":4},20000]
[null,"Americans with Disabilities"]
["1741","Wheelchair Area at Bleachers","Anderson, Boyd H High",null,null,15000,null,null,15000]
["1741","Curb Ramps","Anderson, Boyd H High",null,null,648,null,null,648]
["1741","Handrails at Existing Ramps","Anderson, Boyd H High",null,null,1350,null,null,1350]
["1741","Non-accessible Reception Counters","Anderson, Boyd H High",2600,{"$nulls":4},2600]
["1741","Showers","Anderson, Boyd H High",null,450,null,null,null,450]
["1741","Visual Alarms location at Corridors","Anderson, Boyd H High",null,null,1200,null,null,1200]
["1791","Curb Ramps","Apollo Middle",null,null,648,null,null,648]
["1791","Showers","Apollo Middle",null,5700,null,null,null,5700]
["1791","Signage","Apollo Middle",3240,{"$nulls":4},3240]
["1791","Non-Accessible Pool (Lift)","Apollo Middle",null,null,null,8000,null,8000]
["1791","Non-accessible restrooms at ESE Cluster Program (Building #2 )","Apollo Middle",{"$nulls":4},60000,60000]
["1791","ADA Science Lab Stations","Apollo Middle",{"$nulls":4},15000,15000]
["2221","Curb Ramps","Atlantic Vocational Center",null,null,648,null,null,648]
["2221","Showers","Atlantic Vocational Center",null,null,600,null,null,600]
["2221","Signage","Atlantic Vocational Center",10395,{"$nulls":4},10395]
["2221","Visual Alarms at Restrooms","Atlantic Vocational Center",null,6000,null,null,null,6000]
["2511","Automobile & Van Accessible Parking Spaces","Atlantic West Elementary",1800,{"$nulls":4},1800]
["2511","Curb Ramps","Atlantic West Elementary",null,null,648,null,null,648]
["2511","Non-accessible Reception Counters","Atlantic West Elementary",1300,{"$nulls":4},1300]
["2511","Non-verbal Communication System at Elevators","Atlantic West Elementary",null,null,560,null,null,560]
["2511","Restrooms","Atlantic West Elementary",null,179315,null,null,null,179315]
["2511","Visual Alarms at Restrooms","Atlantic West Elementary",null,4500,null,null,null,4500]
["2511","Visual Alarms location at Corridors","Atlantic West Elementary",null,null,400,null,null,400]
["0343","Curb Ramps","Attucks Middle",null,3048,null,null,null,3048]
["0343","Signage","Attucks Middle",3150,{"$nulls":4},3150]
["0343","Visual Alarms at Restrooms","Attucks Middle",null,1000,null,null,null,1000]
["2611","Curb Ramps","Bair Middle",null,648,null,null,null,648]
["2611","Restrooms","Bair Middle",null,136225,null,null,null,136225]
["2611","Showers","Bair Middle",5700,{"$nulls":4},5700]
["2611","Signage","Bair Middle",2520,{"$nulls":4},2520]
["2611","Visual Alarms location at Corridors","Bair Middle",null,null,400,null,null,400]
["2001","Curb Ramps","Banyan Elementary",null,648,null,null,null,648]
["2001","Showers","Banyan Elementary",2100,{"$nulls":4},2100]
["2001","Signage","Banyan Elementary",null,1905,null,null,null,1905]
["2001","Visual Alarms at Restrooms","Banyan Elementary",null,null,2000,null,null,2000]
["2001","Visual Alarms location at Corridors","Banyan Elementary",null,null,400,null,null,400]
["0641","Visual Alarms at Restrooms","Bayview Elementary",null,null,3500,null,null,3500]
["9855","Interior Doors","BECON Center",{"$nulls":4},40000,40000]
["9855","Restrooms","BECON Center",{"$nulls":4},150000,150000]
["9855","Wheelchair Lifts","BECON Center",{"$nulls":4},105000,105000]
["9855","Non-accessible Reception Counters","BECON Center",{"$nulls":4},10000,10000]
["9855","Exterior Ramps","BECON Center",{"$nulls":4},60000,60000]
["9855","Signage","BECON Center",{"$nulls":4},8000,8000]
["9855","Visual Alarms at Restrooms","BECON Center",{"$nulls":4},8000,8000]
["0201","Curb Ramps","Bennett Elementary",null,648,null,null,null,648]
["0201","Restrooms","Bennett Elementary",null,155125,null,null,null,155125]
["0201","Signage","Bennett Elementary",2970,{"$nulls":4},2970]
["0201","Visual Alarms at Restrooms","Bennett Elementary",null,null,3500,null,null,3500]
["0201","Visual Alarms location at Corridors","Bennett Elementary",null,1200,null,null,null,1200]
["0341","Showers","Bethune Mary M Elementary",null,null,2050,null,null,2050]
["0341","TDD/TYY Comm. Equipment","Bethune Mary M Elementary",375,{"$nulls":4},375]
["0341","Visual Alarms location at Corridors","Bethune Mary M Elementary",null,1600,null,null,null,1600]
["0971","Automobile & Van Accessible Parking Spaces","Boulevard Heights Elementary",1800,{"$nulls":4},1800]
["0971","Curb Ramps","Boulevard Heights Elementary",null,648,null,null,null,648]
["0971","Restrooms","Boulevard Heights Elementary",null,132070,null,null,null,132070]
["0971","Visual Alarms at Restrooms","Boulevard Heights Elementary",null,2500,null,null,null,2500]
["0971","Automobile & Van Accessible Parking Spaces","Boulevard Heights Elementary",1800,{"$nulls":4},1800]
["0971","Curb Ramps","Boulevard Heights Elementary",null,648,null,null,null,648]
["0971","Restrooms","Boulevard Heights Elementary",null,132070,null,null,null,132070]
["0971","Visual Alarms at Restrooms","Boulevard Heights Elementary",null,2500,null,null,null,2500]
["0971","Signage","Boulevard Heights Elementary",1410,{"$nulls":4},1410]
["0871","Curb Ramps","Bright Horizons School",null,648,null,null,null,648]
["0871","Non-accessible Reception Counters","Bright Horizons School",1300,{"$nulls":4},1300]
["0871","Visual Alarms at Restrooms","Bright Horizons School",null,500,null,null,null,500]
["0811","Automobile & Van Accessible Parking Spaces","Broadview Elementary",3600,{"$nulls":4},3600]
["0811","Curb Ramps","Broadview Elementary",null,648,null,null,null,648]
["0811","Handrails at Existing Ramps","Broadview Elementary",null,1350,1350,null,null,2700]
["0811","Showers","Broadview Elementary",2550,{"$nulls":4},2550]
["0811","Non-accessible Playgrounds","Broadview Elementary",{"$nulls":4},50000,50000]
["0501","Automobile & Van Accessible Parking Spaces","Broward Estates Elementary",3600,{"$nulls":4},3600]
["0501","Curb Ramps","Broward Estates Elementary",null,null,3048,null,null,3048]
["0501","Showers","Broward Estates Elementary",null,1500,null,null,null,1500]
["0501","Visual Alarms at Restrooms","Broward Estates Elementary",null,3500,null,null,null,3500]
["0501","Visual Alarms location at Corridors","Broward Estates Elementary",null,400,null,null,null,400]
["1461","Doors to Main Entrance of School","Castle Hills Elementary",null,null,null,8000,null,8000]
["1461","Non-accessible Playgrounds","Castle Hills Elementary",null,null,null,20000,null,20000]
["2641","Automobile & Van Accessible Parking Spaces","Central Park Elementary",1800,{"$nulls":4},1800]
["2641","Curb Ramps","Central Park Elementary",null,null,27,null,null,27]
["2641","Signage","Central Park Elementary",null,6135,null,null,null,6135]
["2961","Handrails at Existing Ramps","Chapel Trail Elementary",null,null,1350,null,null,1350]
["2961","Visual Alarms location at Corridors","Chapel Trail Elementary",800,{"$nulls":4},800]
["1421","Accessible Rte (sidewalks) to Playground","Coconut Creek Elementary",null,null,null,15000,null,15000]
["1421","Non-accessible Playgrounds","Coconut Creek Elementary",null,null,null,40000,null,40000]
["1421","Automobile & Van Access Parking Spaces","Coconut Creek Elementary",1800,{"$nulls":4},1800]
["1421","Curb Ramps","Coconut Creek Elementary",null,27,null,null,null,27]
["1421","Signage","Coconut Creek Elementary",null,4065,null,null,null,4065]
["1681","Home Econ Kitchen Station ADA Retro","Coconut Creek High",null,null,12000,null,null,12000]
["1681","Wheelchair Area at Bleachers","Coconut Creek High",null,null,15000,null,null,15000]
["1681","Curb Ramps","Coconut Creek High",null,648,null,null,null,648]
["1681","Showers","Coconut Creek High",450,{"$nulls":4},450]
["0231","Visual Alarms location at Corridors","Colbert Elementary",null,1200,null,null,null,1200]
["0331","Handrails at Existing Ramps","Collins Elementary",null,1350,null,null,null,1350]
["0331","Signage","Collins Elementary",1950,{"$nulls":4},1950]
["0331","Visual Alarms at Restrooms","Collins Elementary",null,null,2500,null,null,2500]
["0331","Accessible Rte (sidewalks) to Playground","Collins Elementary",null,null,null,8000,null,8000]
["1211","Non-accessible Playgrounds","Cooper City Elementary",40000,{"$nulls":4},40000]
["1211","Showers","Cooper City Elementary",300,{"$nulls":4},300]
["1211","Visual Alarms at Restrooms","Cooper City Elementary",null,null,3000,null,null,3000]
["1931","Wheelchair Area at Bleachers","Cooper City High",null,null,30000,null,null,30000]
["1931","Automobile & Van Accessible Parking Spaces","Cooper City High",10800,{"$nulls":4},10800]
["1931","Curb Ramps","Cooper City High",null,648,null,null,null,648]
["1931","Non-verbal Communication System at Elevators","Cooper City High",null,null,560,null,null,560]
["1931","Showers","Cooper City High",6600,{"$nulls":4},6600]
["1931","Visual Alarms at Restrooms","Cooper City High",null,1000,null,null,null,1000]
["3041","Auto & Van Access Parking Spaces","Coral Park Elementary",1800,{"$nulls":4},1800]
["3041","Curb Ramps","Coral Park Elementary",null,27,null,null,null,27]
["3041","Handrails at Existing Ramps","Coral Park Elementary",null,null,1350,null,null,1350]
["3041","Visual Alarms at Restrooms","Coral Park Elementary",5000,{"$nulls":4},5000]
["2551","Restrooms","Coral Springs Elementary",null,null,132670,null,null,132670]
["2551","Showers","Coral Springs Elementary",null,2550,null,null,null,2550]
["2551","Visual Alarms at Restrooms","Coral Springs Elementary",null,3000,null,null,null,3000]
["2551","Visual Alarms location at Corridors","Coral Springs Elementary",null,null,400,null,null,400]
["1151","Home Econ Kitchen Station ADA Retro","Coral Springs High",null,null,12000,null,null,12000]
["1151","Auto & Van Accessible Parking Spaces","Coral Springs High",12600,{"$nulls":4},12600]
["1151","Curb Ramps","Coral Springs High",null,null,648,null,null,648]
["1151","Restrooms","Coral Springs High",null,103815,null,null,null,103815]
["1151","Showers","Coral Springs High",1200,{"$nulls":4},1200]
["1151","Accessible Rte to Playcourts & Playfields","Coral Springs High",null,null,null,15000,null,15000]
["2561","Auto & Van Accessible Parking Spaces","Coral Springs Middle",1800,{"$nulls":4},1800]
["2561","Curb Ramps","Coral Springs Middle",null,null,648,null,null,648]
["2561","Restrooms","Coral Springs Middle",null,null,104605,null,null,104605]
["2561","Showers","Coral Springs Middle",6000,{"$nulls":4},6000]
["2561","Signage","Coral Springs Middle",null,3060,null,null,null,3060]
["2561","Visual Alarms at Restrooms","Coral Springs Middle",null,1500,null,null,null,1500]
["2561","Visual Alarms location at Corridors","Coral Springs Middle",null,null,400,null,null,400]
["2561","Accessible Rte to Playcourts & Playfields","Coral Springs Middle",null,null,null,15000,null,15000]
["3111","Non-accessible Reception Counters","Country Hills Elementary",1300,{"$nulls":4},1300]
["3111","Signage","Country Hills Elementary",null,5325,null,null,null,5325]
["3111","Ramp from sec means of egress of Music Rm","Country Hills Elementary",null,null,null,27500,null,27500]
["2981","Automobile & Van Accessible Parking Spaces","Country Isles Elementary",5400,{"$nulls":4},5400]
["2981","Curb Ramps","Country Isles Elementary",null,null,81,null,null,81]
["2981","Visual Alarms location at Corridors","Country Isles Elementary",null,null,1200,null,null,1200]
["0901","Automobile & Van Accessible Parking Spaces","Cresthaven Elementary",1800,{"$nulls":4},1800]
["0901","Non-accessible Reception Counters","Cresthaven Elementary",1300,{"$nulls":4},1300]
["0901","Signage","Cresthaven Elementary",6045,{"$nulls":4},6045]
["0901","Visual Alarms at Restrooms","Cresthaven Elementary",3500,{"$nulls":4},3500]
["0901","Access Rte (sidewalks) to Playgrounds & Playcourts","Cresthaven Elementary",null,null,null,15000,null,15000]
["0221","Curb Ramps","Croissant Park Elementary",null,null,2400,null,null,2400]
["0221","Non-verbal Comm System at Elevators","Croissant Park Elementary",null,null,560,null,null,560]
["3222","Curb Ramps","Cross Creek Center",null,648,null,null,null,648]
["3222","Restrooms","Cross Creek Center",null,83915,null,null,null,83915]
["3222","Visual Alarms at Restrooms","Cross Creek Center",null,null,1500,null,null,1500]
["1871","Automobile & Van Accessible Parking Spaces","Crystal Lake Comm Middle",1800,{"$nulls":4},1800]
["1871","Curb Ramps","Crystal Lake Comm Middle",null,648,null,null,null,648]
["1871","Showers","Crystal Lake Comm Middle",null,400,null,null,null,400]
["1781","Signage","Cypress Elementary",null,3975,null,null,null,3975]
["1781","Accessible Route (sidewalks) to Playground","Cypress Elementary",null,null,null,15000,null,15000]
["1781","Doors to Main Entrance of School","Cypress Elementary",null,null,null,8000,null,8000]
["2123","Handrails at Existing Ramps","Cypress Run Alter/ESE Center",null,null,1350,null,null,1350]
["2123","Visual Alarms at Restrooms","Cypress Run Alter/ESE Center",null,1500,null,null,null,1500]
["1071","Non-accessible Reception Counters","Dandy, Wm. Middle",2600,{"$nulls":4},2600]
["1071","Restrooms","Dandy, Wm. Middle",null,56150,null,null,null,56150]
["1071","Showers","Dandy, Wm. Middle",1200,{"$nulls":4},1200]
["1071","Visual Alarms at Restrooms","Dandy, Wm. Middle",null,2000,null,null,null,2000]
["0101","Automobile & Van Accessible Parking Spaces","Dania Elementary",1800,{"$nulls":4},1800]
["0101","Curb Ramps","Dania Elementary",null,null,27,null,null,27]
["0101","Signage","Dania Elementary",1545,{"$nulls":4},1545]
["0101","Visual Alarms at Restrooms","Dania Elementary",null,null,3000,null,null,3000]
["2801","Curb Ramps","Davie Elementary",null,2400,null,null,null,2400]
["2801","Non-accessible Reception Counters","Davie Elementary",1300,{"$nulls":4},1300]
["2801","Restrooms","Davie Elementary",null,null,179315,null,null,179315]
["2801","Showers","Davie Elementary",2550,{"$nulls":4},2550]
["2801","Visual Alarms at Restrooms","Davie Elementary",null,4500,null,null,null,4500]
["2801","Non-accessible Playgrounds","Davie Elementary",null,null,null,40000,null,40000]
["0011","Automobile & Van Accessible Parking Spaces","Deerfield Beach Elementary",3600,{"$nulls":4},3600]
["0011","Curb Ramps","Deerfield Beach Elementary",null,54,null,null,null,54]
["0011","Showers","Deerfield Beach Elementary",450,{"$nulls":4},450]
["0011","Visual Alarms at Restrooms","Deerfield Beach Elementary",null,null,4500,null,null,4500]
["1711","Home Econ Kitchen Station ADA Retro","Deerfield Beach High",null,null,12000,null,null,12000]
["1711","Wheelchair Area at Bleachers","Deerfield Beach High",null,null,15000,null,null,15000]
["1711","Non-Accessible Pool (Lift)","Deerfield Beach High",null,8000,null,null,null,8000]
["1711","Non-verbal Comm System at Elevators","Deerfield Beach High",null,null,560,null,null,560]
["1711","Signage","Deerfield Beach High",2250,{"$nulls":4},2250]
["0911","Curb Ramps","Deerfield Beach Middle",null,null,3048,null,null,3048]
["0911","Non-Accessible Pool (Lift)","Deerfield Beach Middle",null,8000,null,null,null,8000]
["0391","Non-accessible Reception Counters","Deerfield Park Elementary",1300,{"$nulls":4},1300]
["0391","Showers","Deerfield Park Elementary",600,{"$nulls":4},600]
["0391","Signage","Deerfield Park Elementary",null,75,null,null,null,75]
["0391","Visual Alarms at Restrooms","Deerfield Park Elementary",4500,{"$nulls":4},4500]
["0371","Home Econ Kitchen Station ADA Retro","Dillard High",null,null,12000,null,null,12000]
["0371","Curb Ramps","Dillard High",null,648,null,null,null,648]
["0371","Non-verbal Comm System at Elevators","Dillard High",null,null,560,null,null,560]
["0371","Restrooms","Dillard High",null,132180,null,null,null,132180]
["3221","Visual Alarms at Restrooms","Drew Elementary",null,null,5500,null,null,5500]
["3221","Ramp from second means of egress of Music Room","Drew Elementary",null,null,null,27500,null,27500]
["0301","Automobile & Van Accessible Parking Spaces","Drew Resource Center",1800,{"$nulls":4},1800]
["0301","Curb Ramps","Drew Resource Center",null,null,648,null,null,648]
["0301","Non-accessible Reception Counters","Drew Resource Center",2600,{"$nulls":4},2600]
["0301","Visual Alarms at Restrooms","Drew Resource Center",null,null,2500,null,null,2500]
["0301","Visual Alarms location at Corridors","Drew Resource Center",null,null,2000,null,null,2000]
["0721","Visual Alarms at Restrooms","Driftwood Elementary",null,1500,null,null,null,1500]
["0861","Auto & Van Accessible Parking Spaces","Driftwood Middle",1800,{"$nulls":4},1800]
["0861","Curb Ramps","Driftwood Middle",null,null,648,null,null,648]
["0861","Non-accessible Reception Counters","Driftwood Middle",2600,{"$nulls":4},2600]
["0861","Showers","Driftwood Middle",5100,{"$nulls":4},5100]
["0861","Signage","Driftwood Middle",3150,{"$nulls":4},3150]
["0861","Visual Alarms at Restrooms","Driftwood Middle",null,500,null,null,null,500]
["0861","Visual Alarms location at Corridors","Driftwood Middle",null,800,null,null,null,800]
["0861","Accessible Route (sidewalks) to Playfields","Driftwood Middle",null,null,null,18000,null,18000]
["0861","Accessible Route to Playcourts & Playfields","Driftwood Middle",null,null,null,25000,null,25000]
["","Install ramps at second mean of Egress and new concrete sidewalk to connect to existing  Sidewalk.","E.C.I.A Administration Center",{"$nulls":4},50000,50000]
["","Restrooms","E.C.I.A Administration Center",{"$nulls":4},50000,50000]
["","Exterior Doors","E.C.I.A Administration Center",{"$nulls":4},5000,5000]
["","Non-accessible Reception Counters","E.C.I.A Administration Center",{"$nulls":4},5000,5000]
["","Signage","E.C.I.A Administration Center",{"$nulls":4},5000,5000]
["","Auto & Van Accessible Parking Spaces","E.C.I.A Administration Center",{"$nulls":4},2000,2000]
["3461","Handrails at Existing Ramps","Eagle Point Elementary",null,1350,null,null,null,1350]
["3461","Non-verbal Comm System at Elevators","Eagle Point Elementary",null,null,560,null,null,560]
["3461","Showers","Eagle Point Elementary",450,{"$nulls":4},450]
["3461","Visual Alarms at Restrooms","Eagle Point Elementary",2500,{"$nulls":4},2500]
["3461","Visual Alarms location at Corridors","Eagle Point Elementary",400,{"$nulls":4},400]
["3441","Non-verbal Comm System at Elevators","Eagle Ridge Elementary",null,null,560,null,null,560]
["3441","Showers","Eagle Ridge Elementary",450,{"$nulls":4},450]
["3441","Signage","Eagle Ridge Elementary",null,3570,null,null,null,3570]
["3441","Visual Alarms at Restrooms","Eagle Ridge Elementary",3500,{"$nulls":4},3500]
["0361","Showers","Ely High",10200,{"$nulls":4},10200]
["3191","Non-verbal Comm System at Elevators","Embassy Creek Elementary",null,null,560,null,null,560]
["3191","Restrooms","Embassy Creek Elementary",null,121495,null,null,null,121495]
["3191","Showers","Embassy Creek Elementary",null,450,null,null,null,450]
["3191","Visual Alarms at Restrooms","Embassy Creek Elementary",null,null,2500,null,null,2500]
["3191","Visual Alarms location at Corridors","Embassy Creek Elementary",null,800,null,null,null,800]
["9512","ADA Accommodations","Equal Educational Opp",50000,50000,50000,50000,50000,250000]
["9603","ADA Emergency Projects","Facilities Department",466526,407150,427298,480000,500000,2280974]
["1641","Auto & Van Accessible Parking Spaces","Fairway Elementary",1800,{"$nulls":4},1800]
["1641","Curb Ramps","Fairway Elementary",null,null,27,null,null,27]
["1641","Non-accessible Playgrounds","Fairway Elementary",40000,{"$nulls":4},40000]
["1641","Restrooms","Fairway Elementary",null,null,360220,null,null,360220]
["1641","Visual Alarms at Restrooms","Fairway Elementary",null,3000,null,null,null,3000]
["1641","Visual Alarms location at Corridors","Fairway Elementary",null,null,1200,null,null,1200]
["2541","Auto & Van Accessible Parking Spaces","Flamingo Elementary",5400,{"$nulls":4},5400]
["2541","Curb Ramps","Flamingo Elementary",null,null,81,null,null,81]
["2541","Restrooms","Flamingo Elementary",null,130445,null,null,null,130445]
["2541","Showers","Flamingo Elementary",450,{"$nulls":4},450]
["2541","Visual Alarms at Restrooms","Flamingo Elementary",null,null,3000,null,null,3000]
["2541","Visual Alarms location at Corridors","Flamingo Elementary",null,400,null,null,null,400]
["3391","Accessible Route to Playcourts & Playfields","Flanagan High",null,null,null,25000,null,25000]
["3391","Non-accessible Reception Counters","Flanagan, Charles High",2600,{"$nulls":4},2600]
["3391","Non-verbal Comm System at Elevators","Flanagan, Charles High",null,null,1680,null,null,1680]
["3391","Showers","Flanagan, Charles High",750,{"$nulls":4},750]
["3391","Signage","Flanagan, Charles High",null,540,null,null,null,540]
["0851","Accessible Route (sidewalks) to Playground","Floranada Elementary",null,null,null,15000,null,15000]
["3051","Auto & Van Accessible Parking Spaces","Forest Glen Middle",1800,{"$nulls":4},1800]
["3051","Curb Ramps","Forest Glen Middle",null,648,null,null,null,648]
["3051","Signage","Forest Glen Middle",3345,{"$nulls":4},3345]
["3051","Accessible Route to Playcourts & Playfields","Forest Glenn Middle",null,null,null,10000,null,10000]
["2631","Exterior Doors","Forest Hills Elementary",null,775,null,null,null,775]
["2631","Non-accessible Playgrounds","Forest Hills Elementary",40000,{"$nulls":4},40000]
["2631","Restrooms","Forest Hills Elementary",null,158250,null,null,null,158250]
["2631","Showers","Forest Hills Elementary",2250,{"$nulls":4},2250]
["2631","Visual Alarms at Restrooms","Forest Hills Elementary",null,3000,null,null,null,3000]
["2631","Visual Alarms location at Corridors","Forest Hills Elementary",null,400,null,null,null,400]
["0951","Curb Ramps","Fort Lauderdale High",null,648,null,null,null,648]
["0951","Non-accessible Reception Counters","Fort Lauderdale High",2600,{"$nulls":4},2600]
["0951","Showers","Fort Lauderdale High",5850,{"$nulls":4},5850]
["0921","Showers","Foster Stephen Elementary",2100,{"$nulls":4},2100]
["0921","Visual Alarms at Restrooms","Foster Stephen Elementary",null,null,4000,null,null,4000]
["2851","Auto & Van Accessible Parking Spaces","Griffin Elementary",5400,{"$nulls":4},5400]
["2851","Curb Ramps","Griffin Elementary",null,null,81,null,null,81]
["2851","Non-accessible Reception Counters","Griffin Elementary",1300,{"$nulls":4},1300]
["2851","Visual Alarms at Restrooms","Griffin Elementary",null,2500,null,null,null,2500]
["0592","Auto & Van Accessible Parking Spaces","Hallandale Adult/Community",1800,{"$nulls":4},1800]
["0592","Curb Ramps","Hallandale Adult/Community",null,648,null,null,null,648]
["0592","Handrails at Existing Ramps","Hallandale Adult/Community",null,null,1350,null,null,1350]
["0403","Auto & Van Accessible Parking Spaces","Hallandale High",1800,{"$nulls":4},1800]
["0403","Curb Ramps","Hallandale High",null,null,648,null,null,648]
["0403","Handrails at Existing Ramps","Hallandale High",null,1350,null,null,null,1350]
["0403","Non-verbal Comm System at Elevators","Hallandale High",null,null,560,null,null,560]
["0403","Restrooms","Hallandale High",null,null,108150,null,null,108150]
["0403","Showers","Hallandale High",null,null,750,null,null,750]
["0403","Accessible Route to Playcourts & Playfields","Hallandale High",null,null,null,15000,null,15000]
["0491","Auto & Van Accessible Parking Spaces","Harbordale Elementary",1800,{"$nulls":4},1800]
["0491","Curb Ramps","Harbordale Elementary",null,null,27,null,null,27]
["0491","Non-accessible Reception Counters","Harbordale Elementary",1300,{"$nulls":4},1300]
["0491","TDD/TYY Comm. Equipment","Harbordale Elementary",null,null,375,null,null,375]
["0491","Visual Alarms at Restrooms","Harbordale Elementary",null,null,3000,null,null,3000]
["0491","Accessible Route (sidewalks) to Playgrounds & Playcourts","Harbordale Elementary",null,null,null,25000,null,25000]
["3131","Signage","Hawkes Bluff Elementary",6135,{"$nulls":4},6135]
["3131","Visual Alarms at Restrooms","Hawkes Bluff Elementary",null,5500,null,null,null,5500]
["3131","Accessible Route (sidewalks) to Playgrounds & Playcourts","Hawkes Bluff Elementary",null,null,null,25000,null,25000]
["3131","Ramp from second means of egress of Music Room","Hawkes Bluff Elementary",null,null,null,27500,null,27500]
["0121","Curb Ramps","Hollywood Central Elementary",null,2400,null,null,null,2400]
["0121","Visual Alarms at Restrooms","Hollywood Central Elementary",null,null,4500,null,null,4500]
["0111","Showers","Hollywood Hills Elementary",null,2550,null,null,null,2550]
["0111","Visual Alarms at Restrooms","Hollywood Hills Elementary",null,1000,null,null,null,1000]
["0111","Visual Alarms location at Corridors","Hollywood Hills Elementary",null,null,1600,null,null,1600]
["0111","Accessible Route (sidewalks) to Playground","Hollywood Hills Elementary",null,null,null,2000,null,2000]
["0111","Accessible Route (sidewalks) to Playgrounds & Playcourts","Hollywood Hills Elementary",null,null,null,15000,null,15000]
["1661","Home Econ Kitchen Station ADA Retro","Hollywood Hills High",null,null,12000,null,null,12000]
["1661","Wheelchair Area at Bleachers","Hollywood Hills High",null,null,15000,null,null,15000]
["1661","Curb Ramps","Hollywood Hills High",null,null,648,null,null,648]
["1661","Handrails at Existing Ramps","Hollywood Hills High",null,1350,null,null,null,1350]
["1661","Restrooms","Hollywood Hills High",null,209185,null,null,null,209185]
["1661","Showers","Hollywood Hills High",300,{"$nulls":4},300]
["1661","Signage","Hollywood Hills High",null,2545,null,null,null,2545]
["1661","Visual Alarms at Restrooms","Hollywood Hills High",null,3500,null,null,null,3500]
["1661","Visual Alarms location at Corridors","Hollywood Hills High",null,400,null,null,null,400]
["1661","Non-Accessible Stage","Hollywood Hills High",32500,{"$nulls":4},32500]
["1761","Visual Alarms at Restrooms","Hollywood Park Elementary",null,null,4000,null,null,4000]
["1761","Visual Alarms location at Corridors","Hollywood Park Elementary",null,800,null,null,null,800]
["2531","Restrooms","Horizon Elementary",null,null,76350,null,null,76350]
["2531","Visual Alarms at Restrooms","Horizon Elementary",null,null,3500,null,null,3500]
["2531","Visual Alarms location at Corridors","Horizon Elementary",null,800,null,null,null,800]
["9067","Restrooms","Hort Administrative Complex",{"$nulls":4},125000,125000]
["9067","Exterior doors","Hort Administrative Complex",{"$nulls":4},17000,17000]
["9067","Signage","Hort Administrative Complex",{"$nulls":4},10000,10000]
["1971","Auto & Van Accessible Parking Spaces","Hunt James S Elementary",3600,{"$nulls":4},3600]
["1971","Curb Ramps","Hunt James S Elementary",null,54,null,null,null,54]
["1971","Non-accessible Reception Counters","Hunt James S Elementary",1300,{"$nulls":4},1300]
["1971","Restrooms","Hunt James S Elementary",null,105570,null,null,null,105570]
["1971","Showers","Hunt James S Elementary",2550,{"$nulls":4},2550]
["1971","Visual Alarms at Restrooms","Hunt James S Elementary",null,3000,null,null,null,3000]
["3471","Curb Ramps","Indian Ridge Middle",null,3048,null,null,null,3048]
["3471","Signage","Indian Ridge Middle",null,270,null,null,null,270]
["3471","Visual Alarms at Restrooms","Indian Ridge Middle",null,2500,null,null,null,2500]
["3181","Signage","Indian Trace Elementary",5760,{"$nulls":4},5760]
["3181","Visual Alarms at Restrooms","Indian Trace Elementary",null,4500,null,null,null,4500]
["3181","Accessible Route (ramp) to Playground","Indian Trace Elementary",null,null,null,8000,null,8000]
["1611","Non-accessible Reception Counters","King Martin Luther Elementary",1300,{"$nulls":4},1300]
["0831","Showers","Lake Forest Elementary",null,750,null,null,null,750]
["0831","Visual Alarms at Restrooms","Lake Forest Elementary",null,null,1000,null,null,1000]
["0621","Auto & Van Accessible Parking Spaces","Larkdale Elementary",3600,{"$nulls":4},3600]
["0621","Curb Ramps","Larkdale Elementary",null,null,2454,null,null,2454]
["0621","Restrooms","Larkdale Elementary",null,211550,null,null,null,211550]
["0621","Showers","Larkdale Elementary",2550,{"$nulls":4},2550]
["0621","Visual Alarms at Restrooms","Larkdale Elementary",null,null,3500,null,null,3500]
["1701","Curb Ramps","Lauderdale Lakes Middle",null,null,648,null,null,648]
["1701","Showers","Lauderdale Lakes Middle",1350,{"$nulls":4},1350]
["1701","Signage","Lauderdale Lakes Middle",3690,{"$nulls":4},3690]
["1701","Visual Alarms at Restrooms","Lauderdale Lakes Middle",null,500,null,null,null,500]
["1701","Visual Alarms location at Corridors","Lauderdale Lakes Middle",null,null,400,null,null,400]
["1701","Accessible Route to Playcourts & Playfields","Lauderdale Lakes Middle",null,null,null,15000,null,15000]
["1701","ADA Science Lab Stations","Lauderdale Lakes Middle",{"$nulls":4},15000,15000]
["0431","Curb Ramps","Lauderdale Manors Elementary",null,null,2400,null,null,2400]
["0431","Non-accessible Reception Counters","Lauderdale Manors Elementary",1300,{"$nulls":4},1300]
["0431","Non-verbal Comm System at Elevators","Lauderdale Manors Elementary",null,null,560,null,null,560]
["0431","Visual Alarms at Restrooms","Lauderdale Manors Elementary",null,3000,null,null,null,3000]
["0431","Visual Alarms location at Corridors","Lauderdale Manors Elementary",null,null,800,null,null,800]
["1391","Curb Ramps","Lauderhill Middle",null,648,null,null,null,648]
["1391","Non-accessible Reception Counters","Lauderhill Middle",2600,{"$nulls":4},2600]
["1391","Showers","Lauderhill Middle",null,null,3150,null,null,3150]
["1391","Visual Alarms at Restrooms","Lauderhill Middle",null,null,2500,null,null,2500]
["1391","ADA Science Lab Stations","Lauderhill Middle",{"$nulls":4},15000,15000]
["1391","Non-access restrooms at ESE Cluster Prog (Bldg #2 )","Lauderhill Middle",{"$nulls":4},60000,60000]
["1381","Handrails at Existing Ramps","Lauderhill P T Elementary",null,1350,null,null,null,1350]
["1381","Non-verbal Comm System at Elevators","Lauderhill P T Elementary",null,null,560,null,null,560]
["1381","Visual Alarms at Restrooms","Lauderhill P T Elementary",null,null,2000,null,null,2000]
["1381","Visual Alarms location at Corridors","Lauderhill P T Elementary",null,800,null,null,null,800]
["1091","Visual Alarms at Restrooms","Lloyd Estates Elementary",null,null,3000,null,null,3000]
["1091","Visual Alarms location at Corridors","Lloyd Estates Elementary",null,null,1200,null,null,1200]
["2741","Auto & Van Accessible Parking Spaces","Maplewood Elementary",1800,{"$nulls":4},1800]
["2741","Restrooms","Maplewood Elementary",null,156330,null,null,null,156330]
["2741","Showers","Maplewood Elementary",2550,{"$nulls":4},2550]
["2741","Visual Alarms at Restrooms","Maplewood Elementary",null,3000,null,null,null,3000]
["2741","Visual Alarms location at Corridors","Maplewood Elementary",null,null,400,null,null,400]
["0581","Signage","Margate Middle",2430,{"$nulls":4},2430]
["0581","Visual Alarms at Restrooms","Margate Middle",null,1000,null,null,null,1000]
["1671","Curb Ramps","Markham, Robert Elementary",null,2400,null,null,null,2400]
["1671","Non-accessible Reception Counters","Markham, Robert Elementary",1300,{"$nulls":4},1300]
["1671","Showers","Markham, Robert Elementary",1800,{"$nulls":4},1800]
["1671","Visual Alarms at Restrooms","Markham, Robert Elementary",null,null,3500,null,null,3500]
["3291","Restrooms","Marshall, Thurgood Elementary",null,null,101530,null,null,101530]
["3291","Showers","Marshall, Thurgood Elementary",null,750,null,null,null,750]
["3291","Signage","Marshall, Thurgood Elementary",3390,{"$nulls":4},3390]
["3291","Visual Alarms at Restrooms","Marshall, Thurgood Elementary",null,2500,null,null,null,2500]
["0241","Home Econ Kitchen Station ADA Retro","McArthur High",null,null,12000,null,null,12000]
["0241","Curb Ramps","McArthur High",null,null,648,null,null,648]
["0241","Handrails at Existing Ramps","McArthur High",null,1350,null,null,null,1350]
["0241","Non-Accessible Pool (Lift)","McArthur High",null,8000,null,null,null,8000]
["0241","Restrooms","McArthur High",null,214505,null,null,null,214505]
["0241","Showers","McArthur High",null,6000,null,null,null,6000]
["0241","Accessible Route to Playcourts & Playfields","McArthur High",null,null,null,25000,null,25000]
["0241","Non-Accessible Pool (Lift)","McArthur High",null,null,null,8000,null,8000]
["1291","Automobile & Van Accessible Parking Spaces","McFatter Voc-Tech Center",14400,{"$nulls":4},14400]
["1291","Curb Ramps","McFatter Voc-Tech Center",null,null,648,null,null,648]
["1291","Non-accessible Reception Counters","McFatter Voc-Tech Center",5200,{"$nulls":4},5200]
["1291","Signage","McFatter Voc-Tech Center",1890,{"$nulls":4},1890]
["1291","Visual Alarms at Restrooms","McFatter Voc-Tech Center",null,null,2500,null,null,2500]
["0481","Curb Ramps","McNicol Middle",null,null,648,null,null,648]
["0531","Auto & Van Accessible Parking Spaces","Miramar Elementary",1800,{"$nulls":4},1800]
["0531","Curb Ramps","Miramar Elementary",null,27,null,null,null,27]
["0531","Exterior Doors","Miramar Elementary",925,{"$nulls":4},925]
["0531","Non-accessible Reception Counters","Miramar Elementary",1300,{"$nulls":4},1300]
["0531","Signage","Miramar Elementary",null,5310,null,null,null,5310]
["0531","TDD/TYY Comm. Equipment","Miramar Elementary",375,{"$nulls":4},375]
["0531","Access Route (sidewalks) to Playgrounds & Playcourts","Miramar Elementary",null,null,null,25000,null,25000]
["1751","Home Econ Kitchen Station ADA Retro","Miramar High",null,null,12000,null,null,12000]
["1751","Curb Ramps","Miramar High",null,648,null,null,null,648]
["1751","Exterior Doors","Miramar High",4750,{"$nulls":4},4750]
["1751","Handrails at Existing Ramps","Miramar High",null,null,1350,null,null,1350]
["1751","Restrooms","Miramar High",null,215205,null,null,null,215205]
["1751","Showers","Miramar High",450,{"$nulls":4},450]
["1751","Signage","Miramar High",null,2610,null,null,null,2610]
["1751","Visual Alarms location at Corridors","Miramar High",null,400,null,null,null,400]
["1751","Accessible Route to Playcourts & Playfields","Miramar High",null,null,null,15000,null,15000]
["1841","Non-accessible Reception Counters","Mirror Lake Elementary",1300,{"$nulls":4},1300]
["1841","TDD/TYY Comm. Equipment","Mirror Lake Elementary",375,{"$nulls":4},375]
["1841","Visual Alarms at Restrooms","Mirror Lake Elementary",null,4000,null,null,null,4000]
["1841","Visual Alarms location at Corridors","Mirror Lake Elementary",null,null,400,null,null,400]
["1841","Access Route (sidewalks) to Playgrounds & Playcourts","Mirror Lake Elementary",null,null,null,10000,null,10000]
["1841","Doors to Main Entrance of School","Mirror Lake Elementary",null,null,null,8000,null,8000]
["1841","Non-accessible Playgrounds","Mirror Lake Elementary",{"$nulls":4},50000,50000]
["2691","Visual Alarms at Restrooms","Morrow Elementary",null,null,2000,null,null,2000]
["2691","Visual Alarms location at Corridors","Morrow Elementary",null,400,null,null,null,400]
[9817,"Non-accessible Reception Counters","Multicultural/Foreign/Esol",{"$nulls":4},5000,5000]
[9817,"Restrooms","Multicultural/Foreign/Esol",{"$nulls":4},70000,70000]
[9817,"Non-accessible Kitchen Counter","Multicultural/Foreign/Esol",{"$nulls":4},2500,2500]
["0881","Non-accessible Reception Counters","New River Middle",1300,{"$nulls":4},1300]
["0881","Signage","New River Middle",90,{"$nulls":4},90]
["2671","Visual Alarms at Restrooms","Nob Hill Elementary",null,3500,null,null,null,3500]
["2671","Visual Alarms location at Corridors","Nob Hill Elementary",null,800,null,null,null,800]
["2671","Retrofit restroom #139, to provide a shower and an area for changing table for ESE Cluster Program.","Nob Hill Elementary",100000,{"$nulls":4},100000]
["9278","Access to 2nd Floor","North Area Bus Complex",{"$nulls":4},140000,140000]
["9278","Restrooms","North Area Bus Complex",{"$nulls":4},130000,130000]
["9278","Visual Alarms at Restrooms","North Area Bus Complex",{"$nulls":4},5000,5000]
["9278","Signage","North Area Bus Complex",{"$nulls":4},3000,3000]
["9278","Non-accessible Kitchen Counter","North Area Bus Complex",{"$nulls":4},2500,2500]
["9360","Auto & Van Accessible Parking Spaces","North Area Maintenance Warehouse",{"$nulls":4},2000,2000]
["9360","Ramps at Buildings Main Entrance","North Area Maintenance Warehouse",{"$nulls":4},40000,40000]
["9360","Interior Doors","North Area Maintenance Warehouse",{"$nulls":4},4000,4000]
["9360","Signage","North Area Maintenance Warehouse",{"$nulls":4},5000,5000]
["9360","Restrooms","North Area Maintenance Warehouse",{"$nulls":4},20000,20000]
["9278","Restrooms","North Area Vehicle Parking",{"$nulls":4},125000,125000]
["9278","Exterior Doors","North Area Vehicle Parking",{"$nulls":4},2600,2600]
["9278","Signage","North Area Vehicle Parking",{"$nulls":4},5000,5000]
["9278","Auto & Van Accessible Parking Spaces","North Area Vehicle Parking",{"$nulls":4},6000,6000]
["1191","Auto & Van Accessible Parking Spaces","North Fork Elementary",1800,{"$nulls":4},1800]
["1191","Curb Ramps","North Fork Elementary",null,null,27,null,null,27]
["1191","Interior Doors","North Fork Elementary",7650,{"$nulls":4},7650]
["1191","Non-accessible Reception Counters","North Fork Elementary",1300,{"$nulls":4},1300]
["1191","Restrooms","North Fork Elementary",null,null,287730,null,null,287730]
["1191","Signage","North Fork Elementary",3955,{"$nulls":4},3955]
["1191","Visual Alarms at Restrooms","North Fork Elementary",null,4000,null,null,null,4000]
["1191","Visual Alarms location at Corridors","North Fork Elementary",null,null,800,null,null,800]
["2231","Restrooms","North Lauderdale Elementary",null,null,236335,null,null,236335]
["2231","Showers","North Lauderdale Elementary",2550,{"$nulls":4},2550]
["2231","TDD/TYY Comm. Equipment","North Lauderdale Elementary",375,{"$nulls":4},375]
["0041","Auto & Van Accessible Parking Spaces","North Side Elementary",1800,{"$nulls":4},1800]
["0041","Curb Ramps","North Side Elementary",null,null,27,null,null,27]
["0041","Exterior Doors","North Side Elementary",4350,{"$nulls":4},4350]
["0041","Interior Doors","North Side Elementary",6650,{"$nulls":4},6650]
["0041","Non-accessible Playgrounds","North Side Elementary",20000,{"$nulls":4},20000]
["0041","TDD/TYY Comm. Equipment","North Side Elementary",375,{"$nulls":4},375]
["0041","Visual Alarms at Restrooms","North Side Elementary",null,null,3500,null,null,3500]
["0041","Visual Alarms location at Corridors","North Side Elementary",null,null,400,null,null,400]
["1241","Auto & Van Accessible Parking Spaces","Northeast High",9000,{"$nulls":4},9000]
["1241","Curb Ramps","Northeast High",null,null,648,null,null,648]
["1241","Exterior Doors","Northeast High",525,{"$nulls":4},525]
["1241","Handrails at Existing Ramps","Northeast High",null,null,1350,null,null,1350]
["1241","Interior Doors","Northeast High",27000,{"$nulls":4},27000]
["1241","Non-Accessible Pool (Lift)","Northeast High",null,null,8000,null,null,8000]
["1241","Non-accessible Reception Counters","Northeast High",2600,{"$nulls":4},2600]
["1241","Showers","Northeast High",750,{"$nulls":4},750]
["1241","Signage","Northeast High",6660,{"$nulls":4},6660]
["1241","Visual Alarms at Restrooms","Northeast High",null,null,2000,null,null,2000]
["1271","Auto & Van Accessible Parking Spaces","Nova Eisenhower Elementary",1800,{"$nulls":4},1800]
["1271","Curb Ramps","Nova Eisenhower Elementary",null,27,null,null,null,27]
["1271","Exterior Doors","Nova Eisenhower Elementary",4725,{"$nulls":4},4725]
["1271","Interior Doors","Nova Eisenhower Elementary",14425,{"$nulls":4},14425]
["1271","Non-accessible Reception Counters","Nova Eisenhower Elementary",1300,{"$nulls":4},1300]
["1271","Visual Alarms at Restrooms","Nova Eisenhower Elementary",null,null,4000,null,null,4000]
["1271","Visual Alarms location at Corridors","Nova Eisenhower Elementary",null,null,800,null,null,800]
["1271","Doors to Main Entrance of School","Nova Eisenhower Elementary",null,null,null,8000,null,8000]
["1282","Non Accessible Stage","Nova Forman Elementary",32500,{"$nulls":4},32500]
["1282","Non-accessible Reception Counters","Nova Forman Elementary",1300,{"$nulls":4},1300]
["1282","Showers","Nova Forman Elementary",null,null,2100,null,null,2100]
["1282","TDD/TYY Comm. Equipment","Nova Forman Elementary",375,{"$nulls":4},375]
["1282","Visual Alarms at Restrooms","Nova Forman Elementary",null,2500,null,null,null,2500]
["1282","Visual Alarms location at Corridors","Nova Forman Elementary",null,null,800,null,null,800]
["1282","Non-accessible Playgrounds","Nova Forman Elementary",{"$nulls":4},25000,25000]
["1281","Wheelchair Area at Bleachers","Nova High",null,null,15000,null,null,15000]
["1281","Curb Ramps","Nova High",null,null,648,null,null,648]
["1281","Non-Accessible Pool (Lift)","Nova High",null,null,8000,null,null,8000]
["1281","Showers","Nova High",8850,{"$nulls":4},8850]
["1281","Visual Alarms at Restrooms","Nova High",null,2500,null,null,null,2500]
["1311","Curb Ramps","Nova Middle",null,null,648,null,null,648]
["1311","Non Accessible Stage","Nova Middle",32500,{"$nulls":4},32500]
["1311","Non-accessible Reception Counters","Nova Middle",2600,{"$nulls":4},2600]
["0031","Non-accessible Reception Counters","Oakland Park Elementary",1300,{"$nulls":4},1300]
["0031","Showers","Oakland Park Elementary",1800,{"$nulls":4},1800]
["0031","TDD/TYY Comm. Equipment","Oakland Park Elementary",375,{"$nulls":4},375]
["0461","Non-accessible Reception Counters","Oakridge Elementary",1300,{"$nulls":4},1300]
["0461","Visual Alarms at Restrooms","Oakridge Elementary",null,3000,null,null,null,3000]
["0461","Visual Alarms location at Corridors","Oakridge Elementary",null,400,null,null,null,400]
["0471","Curb Ramps","Olsen Middle",null,3048,null,null,null,3048]
["0471","Handrails at Existing Ramps","Olsen Middle",null,1350,null,null,null,1350]
["0471","Interior Doors","Olsen Middle",7425,{"$nulls":4},7425]
["0471","Restrooms","Olsen Middle",null,900,null,null,null,900]
["0711","Curb Ramps","Orange Brook Elementary",null,54,null,null,null,54]
["0711","Visual Alarms at Restrooms","Orange Brook Elementary",null,1500,null,null,null,1500]
["0711","Visual Alarms location at Corridors","Orange Brook Elementary",null,400,null,null,null,400]
["1831","Auto & Van Accessible Parking Spaces","Oriole Elementary",1800,{"$nulls":4},1800]
["1831","Interior Doors","Oriole Elementary",800,{"$nulls":4},800]
["1831","Restrooms","Oriole Elementary",89500,{"$nulls":4},89500]
["1831","Showers","Oriole Elementary",3900,{"$nulls":4},3900]
["1831","Signage","Oriole Elementary",75,{"$nulls":4},75]
["1831","Access Route (sidewalks) to Playgrounds & Playcourts","Oriole Elementary",null,null,null,15000,null,15000]
["1831","Non-accessible Playgrounds","Oriole Elementary",null,null,null,40000,null,40000]
["3311","Signage","Palm Cove Elementary",5310,{"$nulls":4},5310]
["3311","TDD/TYY Comm. Equipment","Palm Cove Elementary",375,{"$nulls":4},375]
["3311","Non-accessible Playgrounds","Palm Cove Elementary",null,null,null,40000,null,40000]
["1131","Visual Alarms at Restrooms","Palmview Elementary",null,null,4000,null,null,4000]
["1131","Doors to Main Entrance of School","Palmview Elementary",null,null,null,8000,null,8000]
["3171","Curb Ramps","Park Springs Elementary",null,2400,null,null,null,2400]
["3171","Interior Doors","Park Springs Elementary",10000,{"$nulls":4},10000]
["3171","Non Accessible Stage","Park Springs Elementary",32500,{"$nulls":4},32500]
["3171","Signage","Park Springs Elementary",6225,{"$nulls":4},6225]
["3171","Visual Alarms at Restrooms","Park Springs Elementary",null,null,5500,null,null,5500]
["3171","Ramp from second means of egress of Music Room","Park Springs Elementary",null,null,null,27500,null,27500]
["0701","Signage","Parkway Middle",2880,{"$nulls":4},2880]
["2071","Non-accessible Playgrounds","Pasadena Lakes Elementary",null,null,null,40000,null,40000]
["2071","Handrails at Existing Ramps","Pasadena Lakes Elementary",null,null,1350,null,null,1350]
["2071","Showers","Pasadena Lakes Elementary",1800,{"$nulls":4},1800]
["2071","Signage","Pasadena Lakes Elementary",2115,{"$nulls":4},2115]
["2071","Visual Alarms at Restrooms","Pasadena Lakes Elementary",null,2500,null,null,null,2500]
["2071","Visual Alarms location at Corridors","Pasadena Lakes Elementary",null,null,800,null,null,800]
["2661","Auto & Van Accessible Parking Spaces","Pembroke Lakes Elementary",1800,{"$nulls":4},1800]
["2661","Curb Ramps","Pembroke Lakes Elementary",null,27,null,null,null,27]
["2661","Signage","Pembroke Lakes Elementary",5280,{"$nulls":4},5280]
["2661","Visual Alarms at Restrooms","Pembroke Lakes Elementary",null,2500,null,null,null,2500]
["2661","Visual Alarms location at Corridors","Pembroke Lakes Elementary",null,400,null,null,null,400]
["2661","Auto & Van Accessible Parking Spaces","Pembroke Lakes Elementary",1800,{"$nulls":4},1800]
["2661","Non-Accessible Stage","Pembroke Lakes Elementary",32500,{"$nulls":4},32500]
["2661","Signage","Pembroke Lakes Elementary",5280,{"$nulls":4},5280]
["2661","Visual Alarms at Restrooms","Pembroke Lakes Elementary",null,2500,null,null,null,2500]
["2661","Visual Alarms location at Corridors","Pembroke Lakes Elementary",null,400,null,null,null,400]
["2661","Handrails at Existing Ramps","Pembroke Lakes Elementary",null,1350,null,null,null,1350]
["1221","Curb Ramps","Pembroke Pines Elementary",null,null,2427,null,null,2427]
["1221","Visual Alarms at Restrooms","Pembroke Pines Elementary",null,null,4000,null,null,4000]
["1221","Visual Alarms location at Corridors","Pembroke Pines Elementary",null,400,null,null,null,400]
["1631","Curb Ramps","Perry Annabel Elementary",null,null,2427,null,null,2427]
["1631","Signage","Perry Annabel Elementary",null,3975,null,null,null,3975]
["1631","Doors to Main Entrance of School","Perry Annabel Elementary",null,null,null,8000,null,8000]
["1631","Non-accessible Playgrounds","Perry Annabel Elementary",null,null,null,40000,null,40000]
["1011","Curb Ramps","Perry Henry D Middle",null,null,648,null,null,648]
["1011","Non-verbal Comm System at Elevators","Perry Henry D Middle",null,null,560,null,null,560]
["1011","Restrooms","Perry Henry D Middle",null,null,52700,null,null,52700]
["1011","Showers","Perry Henry D Middle",null,null,4200,null,null,4200]
["1011","Visual Alarms at Restrooms","Perry Henry D Middle",null,null,3000,null,null,3000]
["1011","Visual Alarms location at Corridors","Perry Henry D Middle",null,400,null,null,null,400]
["0931","Non-accessible Playgrounds","Peters Elementary",{"$nulls":4},50000,50000]
["0653","Curb Ramps","Pine Ridge Alternative",null,2400,null,null,null,2400]
["0653","Restrooms","Pine Ridge Alternative",null,null,81300,null,null,81300]
["0653","Signage","Pine Ridge Alternative",null,860,null,null,null,860]
["2861","Handrails at Existing Ramps","Pines Lakes Elementary",null,1350,null,null,null,1350]
["2861","Visual Alarms at Restrooms","Pines Lakes Elementary",null,3000,null,null,null,3000]
["2861","Visual Alarms location at Corridors","Pines Lakes Elementary",null,null,800,null,null,800]
["2861","Visual Alarms at Restrooms","Pines Lakes Elementary",null,3000,null,null,null,3000]
["2861","Visual Alarms location at Corridors","Pines Lakes Elementary",null,null,800,null,null,800]
["2861","Non-accessible Stage","Pines Lakes Elementary",32500,{"$nulls":4},32500]
["1881","Interior Doors","Pines Middle",9275,{"$nulls":4},9275]
["1881","Restrooms","Pines Middle",null,101940,null,null,null,101940]
["1881","Signage","Pines Middle",null,1095,null,null,null,1095]
["2811","Showers","Pinewood Elementary",2250,{"$nulls":4},2250]
["2811","Signage","Pinewood Elementary",4455,{"$nulls":4},4455]
["2811","TDD/TYY Comm. Equipment","Pinewood Elementary",375,{"$nulls":4},375]
["2811","Visual Alarms at Restrooms","Pinewood Elementary",null,2500,null,null,null,2500]
["2571","Auto & Van Accessible Parking Spaces","Pioneer Middle",3600,{"$nulls":4},3600]
["2571","Non-accessible Reception Counters","Pioneer Middle",1300,{"$nulls":4},1300]
["2571","Showers","Pioneer Middle",null,4800,null,null,null,4800]
["2571","Signage","Pioneer Middle",null,390,null,null,null,390]
["1901","Wheelchair Area at Bleachers","Piper High",null,null,15000,null,null,15000]
["1901","Auto & Van Accessible Parking Spaces","Piper High",3600,{"$nulls":4},3600]
["1901","Handrails at Existing Ramps","Piper High",null,null,1350,null,null,1350]
["1901","Showers","Piper High",6600,{"$nulls":4},6600]
["1901","TDD/TYY Comm. Equipment","Piper High",375,{"$nulls":4},375]
["1451","Wheelchair Area at Bleachers","Plantation High",null,null,15000,null,null,15000]
["1451","Curb Ramps","Plantation High",null,null,3048,null,null,3048]
["1451","Handrails at Existing Ramps","Plantation High",null,null,1350,null,null,1350]
["1451","Showers","Plantation High",null,null,4500,null,null,4500]
["0551","Auto & Van Accessible Parking Spaces","Plantation Middle",3600,{"$nulls":4},3600]
["0551","Curb Ramps","Plantation Middle",null,648,null,null,null,648]
["0551","Signage","Plantation Middle",1870,{"$nulls":4},1870]
["0551","Non-accessible Reception Counters","Plantation Middle",2600,{"$nulls":4},2600]
["0551","Showers","Plantation Middle",4950,{"$nulls":4},4950]
["0551","Visual Alarms at Restrooms","Plantation Middle",null,2000,null,null,null,2000]
["0551","Non-access restrooms at Bldg. #1: FISH #177, 178, 186A & 187A","Plantation Middle",120000,{"$nulls":4},120000]
["0551","Non-accessible restrooms at ESE Cluster Program (Building #2 )","Plantation Middle",{"$nulls":4},60000,60000]
["1251","Auto & Van Accessible Parking Spaces","Plantation Park Elementary",3600,{"$nulls":4},3600]
["1251","Non-accessible Reception Counters","Plantation Park Elementary",1300,{"$nulls":4},1300]
["1251","Visual Alarms location at Corridors","Plantation Park Elementary",null,null,400,null,null,400]
["0751","Signage","Pompano Beach Elementary",6585,{"$nulls":4},6585]
["0751","Ramp from second means of egress of Music Room","Pompano Beach Elementary",null,null,null,27500,null,27500]
["0021","Restrooms","Pompano Beach Middle",104470,{"$nulls":4},104470]
["0021","Signage","Pompano Beach Middle",2700,{"$nulls":4},2700]
["3121","Curb Ramps","Quiet Waters Elementary",null,2400,null,null,null,2400]
["3121","Restrooms","Quiet Waters Elementary",null,23750,null,null,null,23750]
["3121","Visual Alarms at Restrooms","Quiet Waters Elementary",null,null,5500,null,null,5500]
["3121","Ramp from second means of egress of Music Room","Quiet Waters Elementary",null,null,null,27500,null,27500]
["2721","Auto & Van Accessible Parking Spaces","Ramblewood Elementary",3600,{"$nulls":4},3600]
["2721","Restrooms","Ramblewood Elementary",null,null,127310,null,null,127310]
["2721","Showers","Ramblewood Elementary",2550,{"$nulls":4},2550]
["2721","TDD/TYY Comm. Equipment","Ramblewood Elementary",375,{"$nulls":4},375]
["2721","Visual Alarms location at Corridors","Ramblewood Elementary",null,null,400,null,null,400]
["2721","Accessible Route (sidewalks) to Playcourts","Ramblewood Elementary",null,null,null,10000,null,10000]
["2721","Non-accessible Playgrounds","Ramblewood Elementary",null,null,null,40000,null,40000]
["2711","Curb Ramps","Ramblewood Middle",null,null,3048,null,null,3048]
["2711","Interior Doors","Ramblewood Middle",13225,{"$nulls":4},13225]
["2711","Non-accessible Reception Counters","Ramblewood Middle",1300,{"$nulls":4},1300]
["2711","Restrooms","Ramblewood Middle",null,102720,null,null,null,102720]
["2711","Showers","Ramblewood Middle",null,2400,null,null,null,2400]
["2711","Signage","Ramblewood Middle",3330,{"$nulls":4},3330]
["2121","Restrooms","Rickards Middle",125140,{"$nulls":4},125140]
["2121","Signage","Rickards Middle",300,{"$nulls":4},300]
["2121","Visual Alarms location at Corridors","Rickards Middle",null,400,null,null,null,400]
["2121","ADA Science Lab Stations","Rickards Middle",{"$nulls":4},15000,15000]
["2121","Non-access restrooms at ESE Cluster Program (Building #2 )","Rickards Middle",{"$nulls":4},60000,60000]
["2891","Non-verbal Comm System at Elevators","Riverglades Elementary",null,null,560,null,null,560]
["2891","Restrooms","Riverglades Elementary",null,null,121090,null,null,121090]
["2891","Visual Alarms at Restrooms","Riverglades Elementary",null,2500,null,null,null,2500]
["2891","Non-accessible Playgrounds","Riverglades Elementary",null,null,null,20000,null,20000]
["0151","Visual Alarms at Restrooms","Riverland Elementary",null,null,3500,null,null,3500]
["3031","Restrooms","Riverside Elementary",null,null,104055,null,null,104055]
["3031","Signage","Riverside Elementary",4395,{"$nulls":4},4395]
["3031","Visual Alarms at Restrooms","Riverside Elementary",null,4500,null,null,null,4500]
["3031","Visual Alarms location at Corridors","Riverside Elementary",null,400,null,null,null,400]
["3031","Non-accessible Playgrounds","Riverside Elementary",null,null,null,40000,null,40000]
["0681","Restrooms","Rock Island Elementary",281680,{"$nulls":4},281680]
["0681","TDD/TYY Comm. Equipment","Rock Island Elementary",375,{"$nulls":4},375]
["0681","Visual Alarms at Restrooms","Rock Island Elementary",null,null,3500,null,null,3500]
["1851","Restrooms","Royal Palm Elementary",null,93600,null,null,null,93600]
["1851","Signage","Royal Palm Elementary",4800,{"$nulls":4},4800]
["0891","Signage","Sanders Park Elementary",null,1350,null,null,null,1350]
["0891","Visual Alarms at Restrooms","Sanders Park Elementary",null,null,4000,null,null,4000]
["3061","Non-accessible Reception Counters","Sandpiper Elementary",1300,{"$nulls":4},1300]
["3061","Restrooms","Sandpiper Elementary",null,null,56600,null,null,56600]
["3061","Signage","Sandpiper Elementary",1590,{"$nulls":4},1590]
["3061","TDD/TYY Comm. Equipment","Sandpiper Elementary",null,250,null,null,null,250]
["3061","Visual Alarms at Restrooms","Sandpiper Elementary",null,750,null,null,null,750]
["3401","Auto & Van Accessible Parking Spaces","Sawgrass Elementary",3600,{"$nulls":4},3600]
["3401","Signage","Sawgrass Elementary",null,565,null,null,null,565]
["3401","TDD/TYY Comm. Equipment","Sawgrass Elementary",null,250,null,null,null,250]
["3431","Accessible Route to Playcourts & Playfields","Sawgrass Springs Middle",null,null,null,25000,null,25000]
["3431","Curb Ramps","Sawgrass Springs Middle",null,648,null,null,null,648]
["3431","Non-accessible Reception Counters","Sawgrass Springs Middle",null,null,560,null,null,560]
["3431","Non-verbal Comm System at Elevators","Sawgrass Springs Middle",null,null,560,null,null,560]
["3431","Showers","Sawgrass Springs Middle",450,{"$nulls":4},450]
["3431","Visual Alarms location at Corridors","Sawgrass Springs Middle",null,400,null,null,null,400]
["2871","Ramp from second means of egress of Music Room","Sea Castle  Elementary",null,null,null,27500,null,27500]
["2871","TDD/TYY Comm. Equipment","Sea Castle Elementary",250,{"$nulls":4},250]
["2871","Visual Alarms at Restrooms","Sea Castle Elementary",null,8250,null,null,null,8250]
["2871","Non-accessible Playgrounds","Sea Castle Elementary ",null,null,null,40000,null,40000]
["0601","Visual Alarms at Restrooms","Seagull School",null,null,1000,null,null,1000]
["1891","Auto & Van Accessible Parking Spaces","Seminole Middle",1800,{"$nulls":4},1800]
["1891","Restrooms","Seminole Middle",null,null,60500,null,null,60500]
["1891","Showers","Seminole Middle",4500,{"$nulls":4},4500]
["1891","Signage","Seminole Middle",2655,{"$nulls":4},2655]
["1891","Accessible Route (sidewalks) to Playcourts","Seminole Middle",null,null,null,15000,null,15000]
["1811","Auto & Van Accessible Parking Spaces","Sheridan Hills Elementary",1800,{"$nulls":4},1800]
["1811","Restrooms","Sheridan Hills Elementary",null,220505,null,null,null,220505]
["1811","Signage","Sheridan Hills Elementary",null,75,null,null,null,75]
["1811","Visual Alarms at Restrooms","Sheridan Hills Elementary",null,null,7500,null,null,7500]
["1811","Visual Alarms location at Corridors","Sheridan Hills Elementary",null,400,null,null,null,400]
["1321","Auto & Van Accessible Parking Spaces","Sheridan Park Elementary",7200,{"$nulls":4},7200]
["1321","Curb Ramps","Sheridan Park Elementary",null,null,2509,null,null,2509]
["1321","Signage","Sheridan Park Elementary",2985,{"$nulls":4},2985]
["1321","TDD/TYY Comm. Equipment","Sheridan Park Elementary",250,{"$nulls":4},250]
["1321","Visual Alarms at Restrooms","Sheridan Park Elementary",null,3000,null,null,null,3000]
["1321","Visual Alarms location at Corridors","Sheridan Park Elementary",null,null,400,null,null,400]
["1051","Non-verbal Comm System at Elevators","Sheridan Vocational Center",null,null,560,null,null,560]
["1051","Restrooms","Sheridan Vocational Center",null,null,134215,null,null,134215]
["1051","Showers","Sheridan Vocational Center",null,1500,null,null,null,1500]
["1051","Visual Alarms at Restrooms","Sheridan Vocational Center",null,3500,null,null,null,3500]
["2971","Auto & Van Accessible Parking Spaces","Silver Lakes Middle",5400,{"$nulls":4},5400]
["2971","Curb Ramps","Silver Lakes Middle",null,null,648,null,null,648]
["2971","Exterior Doors","Silver Lakes Middle",875,{"$nulls":4},875]
["2971","Showers","Silver Lakes Middle",2100,{"$nulls":4},2100]
["3491","Visual Alarms at Restrooms","Silver Palms Elementary",null,null,6000,null,null,6000]
["3081","Auto  & Van Accessible Parking Spaces","Silver Ridge Elementary",3600,{"$nulls":4},3600]
["3081","Exterior Doors","Silver Ridge Elementary",350,{"$nulls":4},350]
["3081","Non-accessible Reception Counters","Silver Ridge Elementary",1300,{"$nulls":4},1300]
["3081","Restrooms","Silver Ridge Elementary",null,null,58550,null,null,58550]
["3081","Accessible Route (sidewalks) to Playcourts","Silver Ridge Elementary",null,null,null,10000,null,10000]
["3331","Curb Ramps","Silver Trail Middle",null,648,null,null,null,648]
["3331","Accessible Route to Playcourts & Playfields","Silver Trail Middle",null,null,null,10000,null,10000]
["0405","Curb Ramps","South Area Alternative Center",null,648,null,null,null,648]
["0405","Exterior Doors","South Area Alternative Center",7075,{"$nulls":4},7075]
["0405","TDD/TYY Comm. Equipment","South Area Alternative Center",375,{"$nulls":4},375]
["0405","Visual Alarms at Restrooms","South Area Alternative Center",null,null,3000,null,null,3000]
["9379","Install Accessible Sink at FISH #001","South Area Maintenance",{"$nulls":4},2500,2500]
["9379","Signage","South Area Maintenance",{"$nulls":4},8000,8000]
["2351","Home Econ Kitchen Station ADA Retro","South Plantation High",null,null,12000,null,null,12000]
["2351","Non-accessible Reception Counters","South Plantation High",2600,{"$nulls":4},2600]
["2351","Non-verbal Comm System at Elevators","South Plantation High",null,null,560,null,null,560]
["2351","Restrooms","South Plantation High",205465,{"$nulls":4},205465]
["2351","Showers","South Plantation High",450,{"$nulls":4},450]
["9571","Exterior Ramps","South-Central Area Superintendent Office",{"$nulls":4},55000,55000]
["9571","Signage","South-Central Area Superintendent Office",{"$nulls":4},10000,10000]
["9571","Non-accessible Reception Counters","South-Central Area Superintendent Office",{"$nulls":4},5000,5000]
["9571","Restrooms","South-Central Area Superintendent Office",{"$nulls":4},2000,2000]
["9571","Install Access Sink at Kitchens (FISH #119D & 116C)","South-Central Area Superintendent Office",{"$nulls":4},10000,10000]
["9571","Interior Doors","South-Central Area Superintendent Office",{"$nulls":4},5000,5000]
["0691","Showers","Stirling Elementary",null,null,450,null,null,450]
["0691","Visual Alarms at Restrooms","Stirling Elementary",null,6750,null,null,null,6750]
["3011","Wheelchair Area at Bleachers","Stoneman Douglas High",null,null,15000,null,null,15000]
["3011","Curb Ramps","Stoneman Douglas High",null,648,null,null,null,648]
["3011","Handrails at Existing Ramps","Stoneman Douglas High",null,null,1350,null,null,1350]
["3011","Non-verbal Comm System at Elevators","Stoneman Douglas High",null,null,560,null,null,560]
["3011","Showers","Stoneman Douglas High",null,null,5100,null,null,5100]
["3011","Signage","Stoneman Douglas High",null,2410,null,null,null,2410]
["3011","Visual Alarms at Restrooms","Stoneman Douglas High",null,3500,null,null,null,3500]
["3011","Accessible Route to Playcourts & Playfields","Stoneman Douglas High",null,null,null,25000,null,25000]
["3011","Auto & Van Accessible Parking Spaces ","Stoneman Douglas High",null,null,null,3600,null,3600]
["0211","Home Econ Kitchen Station ADA Retrofitting","Stranahan High",null,null,12000,null,null,12000]
["0211","Auto & Van Accessible Parking Spaces","Stranahan High",5400,{"$nulls":4},5400]
["0211","Curb Ramps","Stranahan High",null,null,648,null,null,648]
["0211","Exterior Doors","Stranahan High",175,{"$nulls":4},175]
["0211","Non-Accessible Pool (Lift)","Stranahan High",null,8000,null,null,null,8000]
["0211","Showers","Stranahan High",null,4350,null,null,null,4350]
["0211","Visual Alarms at Restrooms","Stranahan High",null,null,2500,null,null,2500]
["0211","Wheelchair Area at Bleachers","Stranahan High",null,null,15000,null,null,15000]
["9808","Curb Ramps","Student Support Serv/ESE",null,null,2400,null,null,2400]
["9808","Handrails at Existing Ramps","Student Support Serv/ESE",null,1350,null,null,null,1350]
["9808","Restrooms","Student Support Serv/ESE",121495,{"$nulls":4},121495]
["9808","Showers","Student Support Serv/ESE",12000,{"$nulls":4},12000]
["9808","Signage","Student Support Serv/ESE",2465,{"$nulls":4},2465]
["9808","TDD/TYY Comm. Equipment","Student Support Serv/ESE",375,{"$nulls":4},375]
["9808","Visual Alarms at Restrooms","Student Support Serv/ESE",null,null,2500,null,null,2500]
["0251","Auto & Van Accessible Parking Spaces","Sunrise Middle",1800,{"$nulls":4},1800]
["0251","Non-accessible Reception Counters","Sunrise Middle",1300,{"$nulls":4},1300]
["0251","Signage","Sunrise Middle",3330,{"$nulls":4},3330]
["0251","Retrofit restrooms 430A & 430B and adjacent classrooms to house ESE Cluster Program","Sunrise Middle",100000,{"$nulls":4},100000]
["0422","Signage","Sunset School",null,180,null,null,null,180]
["1171","Interior Doors","Sunshine Elementary",11750,{"$nulls":4},11750]
["1171","Signage","Sunshine Elementary",4770,{"$nulls":4},4770]
["2621","Handrails at Existing Ramps","Tamarac Elementary",null,1350,null,null,null,1350]
["2621","Interior Doors","Tamarac Elementary",3825,{"$nulls":4},3825]
["2621","Non-verbal Communication System at Elevators","Tamarac Elementary",null,null,560,null,null,560]
["2621","Restrooms","Tamarac Elementary",null,null,127310,null,null,127310]
["2621","Showers","Tamarac Elementary",2550,{"$nulls":4},2550]
["2621","Signage","Tamarac Elementary",3165,{"$nulls":4},3165]
["2621","TDD/TYY Comm. Equipment","Tamarac Elementary",375,{"$nulls":4},375]
["2751","Wheelchair Area at Bleachers","Taravella J P High",null,null,15000,null,null,15000]
["2751","Auto & Van Accessible Parking Spaces","Taravella J P High",10800,{"$nulls":4},10800]
["2751","Curb Ramps","Taravella J P High",null,648,null,null,null,648]
["2751","Non-accessible Reception Counters","Taravella J P High",2600,{"$nulls":4},2600]
["2751","Non-verbal Comm System at Elevators","Taravella J P High",null,null,560,null,null,560]
["2751","Showers","Taravella J P High",5700,{"$nulls":4},5700]
["2751","TDD/TYY Comm. Equipment","Taravella J P High",375,{"$nulls":4},375]
["2751","Visual Alarms at Restrooms","Taravella J P High",null,null,2500,null,null,2500]
["0571","Curb Ramps","Tedder Elementary",null,2400,null,null,null,2400]
["0571","Interior Doors","Tedder Elementary",7700,{"$nulls":4},7700]
["0571","Non-accessible Reception Counters","Tedder Elementary",1300,{"$nulls":4},1300]
["0571","Restrooms","Tedder Elementary",153205,{"$nulls":4},153205]
["0571","Signage","Tedder Elementary",4680,{"$nulls":4},4680]
["0571","TDD/TYY Comm. Equipment","Tedder Elementary",375,{"$nulls":4},375]
["0571","Visual Alarms at Restrooms","Tedder Elementary",null,1000,null,null,null,1000]
["0571","Visual Alarms location at Corridors","Tedder Elementary",null,1600,null,null,null,1600]
["3151","Curb Ramps","Tequesta Trace Middle",null,null,2400,null,null,2400]
["1021","Curb Ramps","The Quest Center",null,null,648,null,null,648]
["1021","Non-accessible Reception Counters","The Quest Center",2600,{"$nulls":4},2600]
["1021","Visual Alarms at Restrooms","The Quest Center",null,5000,null,null,null,5000]
["1021","Visual Alarms location at Corridors","The Quest Center",null,null,800,null,null,800]
["3481","Showers","Tradewinds Elementary",null,null,2850,null,null,2850]
["3481","Visual Alarms at Restrooms","Tradewinds Elementary",null,2500,null,null,null,2500]
["0731","Restrooms","Tropical Elementary",220505,{"$nulls":4},220505]
["0731","Showers","Tropical Elementary",3450,{"$nulls":4},3450]
["0731","Signage","Tropical Elementary",null,75,null,null,null,75]
["0731","Visual Alarms at Restrooms","Tropical Elementary",null,null,3500,null,null,3500]
["1621","Non-verbal Comm System at Elevators","Village Elementary",null,null,560,null,null,560]
["0321","Showers","Walker Elementary",300,{"$nulls":4},300]
["0511","Interior Doors","Watkins Elementary",1800,{"$nulls":4},1800]
["0511","Restrooms","Watkins Elementary",null,11245,null,null,null,11245]
["0511","Signage","Watkins Elementary",225,{"$nulls":4},225]
["0511","Visual Alarms at Restrooms","Watkins Elementary",null,null,500,null,null,500]
["2881","Restrooms","Welleby Elementary",null,null,122090,null,null,122090]
["2881","TDD/TYY Comm. Equipment","Welleby Elementary",375,{"$nulls":4},375]
["2881","Visual Alarms at Restrooms","Welleby Elementary",null,null,2500,null,null,2500]
["0161","Handrails at Existing Ramps","West Hollywood Elementary",null,1350,null,null,null,1350]
["0161","Interior Doors","West Hollywood Elementary",null,4000,null,null,null,4000]
["0161","Non-accessible Reception Counters","West Hollywood Elementary",null,1300,null,null,null,1300]
["0161","Showers","West Hollywood Elementary",null,2550,null,null,null,2550]
["0161","Signage","West Hollywood Elementary",null,3705,null,null,null,3705]
["2681","Auto & Van Accessible Parking Spaces","Westchester Elementary",3600,{"$nulls":4},3600]
["2681","Curb Ramps","Westchester Elementary",null,null,54,null,null,54]
["2681","Exterior Doors","Westchester Elementary",375,{"$nulls":4},375]
["2681","Interior Doors","Westchester Elementary",7875,{"$nulls":4},7875]
["2681","Restrooms","Westchester Elementary",126800,{"$nulls":4},126800]
["2681","Signage","Westchester Elementary",5310,{"$nulls":4},5310]
["2681","Visual Alarms at Restrooms","Westchester Elementary",null,null,2500,null,null,2500]
["2681","Visual Alarms location at Corridors","Westchester Elementary",null,400,null,null,null,400]
["2831","Wheelchair Area at Bleachers","Western High",null,null,30000,null,null,30000]
["2831","Auto & Van Accessible Parking Spaces","Western High",9000,{"$nulls":4},9000]
["2831","Curb Ramps","Western High",null,648,null,null,null,648]
["2831","Interior Doors","Western High",20075,{"$nulls":4},20075]
["2831","Non-verbal Comm System at Elevators","Western High",null,null,560,null,null,560]
["2831","Signage","Western High",5170,{"$nulls":4},5170]
["2831","Accessible Route to Playcourts & Playfields","Western High",null,null,null,15000,null,15000]
["2052","Auto & Van Accessible Parking Spaces","Westpine Middle",1800,{"$nulls":4},1800]
["2052","Non-accessible Reception Counters","Westpine Middle",1300,{"$nulls":4},1300]
["2052","Restrooms","Westpine Middle",null,null,83900,null,null,83900]
["2052","Signage","Westpine Middle",3780,{"$nulls":4},3780]
["0631","Showers","Westwood Heights Elementary",600,{"$nulls":4},600]
["0631","Signage","Westwood Heights Elementary",450,{"$nulls":4},450]
["0631","Visual Alarms at Restrooms","Westwood Heights Elementary",null,null,1000,null,null,1000]
["0631","Visual Alarms location at Corridors","Westwood Heights Elementary",null,null,800,null,null,800]
["0412","Interior Doors","Whiddon-Rogers Annex",null,18025,null,null,null,18025]
["0412","Visual Alarms at Restrooms","Whiddon-Rogers Annex",null,3500,null,null,null,3500]
["0412","Visual Alarms location at Corridors","Whiddon-Rogers Annex",null,null,1200,null,null,1200]
["0452","Auto & Van Accessible Parking Spaces","Whiddon-Rogers Ed Center",1800,{"$nulls":4},1800]
["0452","Exterior Doors","Whiddon-Rogers Ed Center",725,{"$nulls":4},725]
["0452","Non-accessible Reception Counters","Whiddon-Rogers Ed Center",2600,{"$nulls":4},2600]
["0452","Showers","Whiddon-Rogers Ed Center",1825,{"$nulls":4},1825]
["0452","TDD/TYY Comm. Equipment","Whiddon-Rogers Ed Center",375,{"$nulls":4},375]
["0452","Visual Alarms at Restrooms","Whiddon-Rogers Ed Center",null,null,2500,null,null,2500]
["1752","Auto & Van Accessible Parking Spaces","Whispering Pines Ctr",3600,{"$nulls":4},3600]
["1752","Handrails at Existing Ramps","Whispering Pines Ctr",null,null,1350,null,null,1350]
["1752","TDD/TYY Comm. Equipment","Whispering Pines Ctr",375,{"$nulls":4},375]
["1752","Visual Alarms at Restrooms","Whispering Pines Ctr",null,10000,null,null,null,10000]
["0191","Curb Ramps","Wilton Manors Elementary",null,2400,null,null,null,2400]
["0191","Non Accessible Stage","Wilton Manors Elementary",32500,{"$nulls":4},32500]
["0191","Signage","Wilton Manors Elementary",null,440,null,null,null,440]
["0191","Visual Alarms at Restrooms","Wilton Manors Elementary",null,null,2000,null,null,2000]
["0991","Curb Ramps","Wingate Oaks Center",null,null,648,null,null,648]
["0991","Showers","Wingate Oaks Center",600,{"$nulls":4},600]
["0991","Install Automatic Door Openers at Exterior Doors","Wingate Oaks Center",40000,{"$nulls":4},40000]
["3091","Restrooms","Winston Park Elementary",null,null,23405,null,null,23405]
["3091","Ramp from second means of egress of Music Room","Winston Park Elementary",null,null,null,27500,null,27500]
["3001","Accessible Route to Playcourts & Playfields","Young Walter C. Middle",null,null,null,25000,null,25000]
["3321","Curb Ramps","Young, Virginia S Elementary",null,null,27,null,null,27]
["3321","Non-accessible Reception Counters","Young, Virginia S Elementary",1300,{"$nulls":4},1300]
["3321","Restrooms","Young, Virginia S Elementary",1800,{"$nulls":4},1800]
["3321","TDD/TYY Comm. Equipment","Young, Virginia S Elementary",375,{"$nulls":4},375]
["3001","Restrooms","Young, Walter C Middle",null,null,40200,null,null,40200]
["3001","Visual Alarms at Restrooms","Young, Walter C Middle",null,1000,null,null,null,1000]
[]
[null,"Maintenance, Repair, and Renovation Totals",null,103676006,120350759,95685405,54373977,67056940,441143087]
[null," Less projected PECO Maintenance Funds (235.435(1))",null,6085735,10055043,9744702,9772288,10048147,45705915]
["1.","Broward Total",null,97590271,110295716,85940703,44601689,57008793,395437172]
[]
["2 .","A schedule of capital outlay projects necessary to ensure the availability of satisfactory student stations for the"]
[null,"  projected student enrollment in K-12 programs."]
[null,null,null,"2002-03 ","2003-04 ","2004-05","2005-06","2006-07"]
[null,"Project Description","Location","Actual Budget","Projected Cost","Projected Cost","Projected Cost","Projected Cost","5 YEAR TOTAL"]
[{"$nulls":8},0]
[1741,"Classrm Addtn/Site Improvement","Anderson, Boyd H. High",2045927,{"$nulls":4},2045927]
[1741,"New Media Center due to excessive capacity","Anderson, Boyd H. High",{"$nulls":4},5374384,5374384]
[1791,"4 Classrm/Addition            ","Apollo Middle",2799529,{"$nulls":4},2799529]
[1791,"8 Classrm/Addition            ","Apollo Middle",33008,85886,null,null,null,118894]
[1791,"Remodel Media Center to expand for excessive capacity","Apollo Middle",{"$nulls":4},772505,772505]
[2221,"Classroom Addition            ","Atlantic Technical Center",5836538,{"$nulls":4},5836538]
[2221,"New Cafeteria / Kitchen due to excessive capacity","Atlantic Technical Center",{"$nulls":4},2595459,2595459]
[2511,"New Media Center due to excessive capacity","Atlantic West Elementary",{"$nulls":4},2446283,2446283]
[2511,"New Kitchen / Dining / Multipurpose / Stage","Atlantic West Elementary",{"$nulls":4},3458500,3458500]
[343,"Remodel Cafeteria / Kitchen to expand for excessive capacity","Attucks Middle",{"$nulls":4},1359153,1359153]
[343,"New Media Center due to excessive capacity","Attucks Middle",{"$nulls":4},2860105,2860105]
[2611,"New Media Center due to excessive capacity","Bair Middle",{"$nulls":4},2606838,2606838]
[2611,"New Multipurpose","Bair Middle",{"$nulls":5},0]
[2001,"Expand Kitchen","Banyan Elementary",{"$nulls":4},558750,558750]
[641,"Replacement School            ","Bayview Elementary",2093998,{"$nulls":4},2093998]
[201,"New Media Center due to excessive capacity","Bennett Elementary",{"$nulls":4},2440103,2440103]
[201,"Expand Kitchen/Dining","Bennett Elementary",{"$nulls":4},1677000,1677000]
[341,"Phased/Add/IAQ/HVAC           ","Bethune, Mary M. Elementary",8836976,{"$nulls":4},8836976]
[361,"Med/Arts/Kitch/IAQ/HVAC       ","Blanche Ely High",19038187,{"$nulls":4},19038187]
[361,"New Media Center due to excessive capacity","Blanche Ely High",{"$nulls":4},3709878,3709878]
[971,"Remodel Media Center to expand for excessive capacity","Boulevard Heights Elementary",{"$nulls":4},649541,649541]
[811,"Caf/Kit/Mult/Add/Drive/Fence  ","Broadview Elementary",6266479,{"$nulls":4},6266479]
[501,"Class Size Reduction          ","Broward Estates Elementary",231921,{"$nulls":4},231921]
[9612,"Long Range Facil Master Plan  ","Capital Planning/Programming",331238,{"$nulls":4},331238]
[1461,"Classroom Building            ","Castle Hill Elementary",5983996,{"$nulls":4},5983996]
[2641,"8 Classrm + 8 Add'L           ","Central Park Elementary",3582595,{"$nulls":4},3582595]
[3771,"New School F-91 El (\"II\")     ","Challenger Elementary \"F-91\"",889242,{"$nulls":4},889242]
[3301,"New School","Circle Primary Learning Center",5585561,{"$nulls":4},5585561]
[1421,"8 Classroom Addition          ","Coconut Creek Elementary",1903812,320039,null,null,null,2223851]
[1421,"New Cafeteria / Kitchen due to excessive capacity","Coconut Creek Elementary",{"$nulls":4},3567985,3567985]
[1681,"New Cafeteria / Kitchen due to excessive capacity","Coconut Creek High",{"$nulls":4},5599727,5599727]
[1681,"New Media Center due to excessive capacity","Coconut Creek High",{"$nulls":4},4154216,4154216]
[3741,"New School E-6                ","Coconut Palm Elementary (\"E-6\")",593896,{"$nulls":4},593896]
[231,"8 Classrrom Add To Replace    ","Colbert Elementary",1278608,{"$nulls":4},1278608]
[231,"Phased-Replacment Sch         ","Colbert Elementary",5256121,336597,null,null,null,5592718]
[231,"New Cafeteria / Kitchen due to excessive capacity","Colbert Elementary",{"$nulls":4},3553350,3553350]
[331,"New Kitchen / Dining / Multipurpose / Stage","Collins Elementary",{"$nulls":4},2763000,2763000]
[1211,"4 Class Add/IAQ/HVAC/Intercom ","Cooper City Elementary",220515,{"$nulls":4},220515]
[1931,"12 Classroom Modular Addition","Cooper City High",184770,1662930,null,null,null,1847700]
[3041,"New Cafeteria / Kitchen due to excessive capacity","Coral Park Elementary",{"$nulls":4},3566507,3566507]
[2551,"New Media Center due to excessive capacity","Coral Springs Elementary",{"$nulls":4},2445329,2445329]
[1151,"9 Classroom Addition","Coral Springs High",{"$nulls":4},1845000,1845000]
[1151,"Remodel Cafeteria / Kitchen to expand for excessive capacity","Coral Springs High",{"$nulls":4},1901243,1901243]
[0,"New Media Center due to excessive capacity","Coral Springs High",{"$nulls":4},4014919,4014919]
[0,"New Media Center due to excessive capacity","Coral Springs Middle",{"$nulls":4},2478395,2478395]
[2561,"New Kitchen/Dining","Coral Springs Middle",{"$nulls":4},2838680,2838680]
[2981,"Remodel Cafeteria / Kitchen to expand for excessive capacity","Country Isles Elementary",{"$nulls":4},707542,707542]
[901,"New Cafeteria / Kitchen due to excessive capacity","Cresthaven Elementary",{"$nulls":4},3572158,3572158]
[1871,"Remodel Media Center to expand for excessive capacity","Crystal Lake Community Middle",{"$nulls":4},1173297,1173297]
[3623,"New School High \"HHH\"         ","Cypress Bay High (\"HHH\")",10157612,{"$nulls":4},10157612]
[1781,"4 Classrm/Addition            ","Cypress Elementary",1239020,208849,null,null,null,1447869]
[1781,"New Cafeteria / Kitchen due to excessive capacity","Cypress Elementary",{"$nulls":4},3557754,3557754]
[1781,"New Media Center due to excessive capacity","Cypress Elementary",{"$nulls":4},2451159,2451159]
[3891,"Purchase site","Cypress Run Alt Site",500000,{"$nulls":4},500000]
[3891,"New School                    ","Cypress Run Alternative / Exceptional Center",531705,{"$nulls":4},531705]
[2123,"New School                    ","Cypress Run Alternative / Exceptional Center",4848852,432051,null,null,null,5280903]
[1071,"Remodel Media Center to expand for excessive capacity","Dandy, William Middle",{"$nulls":4},846860,846860]
[2801,"New Media Center due to excessive capacity","Davie Elementary",{"$nulls":4},2456134,2456134]
[11,"Phased Replacement            ","Deerfield Beach Elementary",403382,{"$nulls":4},403382]
[1711,"24 Classrm/Addition           ","Deerfield Beach High",10569850,{"$nulls":4},10569850]
[1711,"New Cafeteria / Kitchen due to excessive capacity","Deerfield Beach High",{"$nulls":4},4696545,4696545]
[1711,"Remodel Media Center to expand for excessive capacity","Deerfield Beach High",{"$nulls":4},1554672,1554672]
[911,"6 Classroom Addition","Deerfield Beach Middle",900000,{"$nulls":4},900000]
[911,"Phased Replacement            ","Deerfield Beach Middle",588345,{"$nulls":4},588345]
[911,"New Media Center due to excessive capacity","Deerfield Beach Middle",{"$nulls":4},2775080,2775080]
[371,"Phased Replace/New Art Ctr    ","Dillard High",21601352,{"$nulls":4},21601352]
[0,"Training Facilities","District Wide",750000,{"$nulls":4},750000]
[0,"Plng/Design & Const Contingcy ","District Wide",27980236,3229000,2098433,8640174,null,41947843]
[0,"VAB Adjustments Reserved      ","District Wide",5393977,{"$nulls":4},5393977]
[0,"Land","District Wide",500000,1000000,1000000,1000000,1000000,4500000]
[0,"Capital Expenditures to upgrade existing portable units at selected sites","District Wide",3000000,3000000,3000000,3000000,3000000,15000000]
[0,"Modulars to replace 20 year old Portables","District Wide",4000000,4000000,4000000,4000000,4000000,20000000]
[0,"Legal & Contingency","District Wide",3600000,3600000,3600000,3600000,3600000,18000000]
[0,"Capitalized Costs","District Wide",13390000,13792000,14206000,14632000,15071000,71091000]
[0,"COLA","District Wide",5192000,9340000,2531000,4185000,9742000,30990000]
[301,"New Media Center due to excessive capacity","Drew Resource Center",{"$nulls":4},739901,739901]
[721,"Phase Replacement             ","Driftwood Elementary",4030607,{"$nulls":4},4030607]
[721,"New Media Center due to excessive capacity","Driftwood Elementary",{"$nulls":4},2452766,2452766]
[861,"Phase II - IV Rebuild         ","Driftwood Middle",312864,{"$nulls":4},312864]
[861,"Classroom Addition            ","Driftwood Middle",2436416,{"$nulls":4},2436416]
[861,"New Cafeteria / Kitchen due to excessive capacity","Driftwood Middle",{"$nulls":4},3527162,3527162]
[861,"Remodel Media Center to expand for excessive capacity","Driftwood Middle",{"$nulls":4},1057893,1057893]
[3701,"New School N-91 Elem(\"GG\")    ","Elementary School \"N-91\"",4281399,{"$nulls":4},4281399]
[3191,"4 Classrrom Add To Replace    ","Embassy Creek Elementary",635804,{"$nulls":4},635804]
[3191,"4 Classroom Addition","Embassy Creek Elementary",{"$nulls":4},820000,820000]
[1641,"Class Size Reduction          ","Fairway Elementary",184157,{"$nulls":4},184157]
[2541,"New Kitchen / Dining / Multipurpose / Stage","Flamingo Elementary",{"$nulls":4},3769000,3769000]
[3051,"New Media Center due to excessive capacity","Forest Glen Middle",{"$nulls":4},2409653,2409653]
[2631,"6 Classroom Addition","Forest Hills Elementary",{"$nulls":4},1230000,1230000]
[2631,"New Media Center due to excessive capacity","Forest Hills Elementary",{"$nulls":4},2449702,2449702]
[951,"Phased Replacement            ","Fort Lauderdale High",1643582,{"$nulls":4},1643582]
[951,"3 Proj Ph Repl+Classrm+Ren    ","Fort Lauderdale High",22555213,{"$nulls":4},22555213]
[951,"Stadium Design","Fort Lauderdale High",150000,107549,null,null,null,257549]
[921,"Remodel Cafeteria / Kitchen to expand for excessive capacity","Foster, Stephen Elementary",{"$nulls":4},598380,598380]
[592,"12 Room Addition              ","Hallandale Adult/Community",4811550,{"$nulls":4},4811550]
[593,"New School-Mhallandale El     ","Hallandale Elementary Replacement",13864310,{"$nulls":4},13864310]
[403,"Stadium Design","Hallandale High",150000,{"$nulls":4},150000]
[403,"Remodel Cafeteria / Kitchen to expand for excessive capacity","Hallandale High",{"$nulls":4},1508944,1508944]
[403,"Remodel Media Center to expand for excessive capacity","Hallandale High",{"$nulls":4},1445720,1445720]
[3131,"Class Size Reduction          ","Hawkes Bluff Elementary",299925,{"$nulls":4},299925]
["TBA","New High School \"FFF\"","High School \"FFF\"",2938703,24097363,2350962,null,null,29387028]
[3541,"New School - High \"GGG\"       ","High School \"GGG\"",29806642,{"$nulls":4},29806642]
[3731,"New School (High School III)  ","High School \"III\"",40689817,{"$nulls":4},40689817]
[3861,"New School \"JJJ\"              ","High School \"JJJ\"",35834848,2805234,null,null,null,38640082]
["TBA","New School","High School \"LLL\"",{"$nulls":4},56400000,56400000]
["TBA","New School","High School \"MMM\"",{"$nulls":4},56400000,56400000]
["TBA","New School","High School \"NNN\"",{"$nulls":4},56400000,56400000]
[121,"8 Classroom Addition","Hollywood Central Elementary",{"$nulls":4},1640000,1640000]
[121,"New Cafeteria / Kitchen due to excessive capacity","Hollywood Central Elementary",{"$nulls":4},3567898,3567898]
[121,"New Media Center due to excessive capacity","Hollywood Central Elementary",{"$nulls":4},2455881,2455881]
[121,"Purchase adjacent house for site expansion","Hollywood Central Elementary",170000,{"$nulls":4},170000]
[111,"Phased Replace/Classroom Addtn","Hollywood Hills Elementary",6360622,{"$nulls":4},6360622]
[1661,"24 Classroom Addition","Hollywood Hills High",513250,4619250,null,null,null,5132500]
[1761,"New Cafeteria / Kitchen due to excessive capacity","Hollywood Park Elementary",{"$nulls":4},3565696,3565696]
[2531,"New Media Center due to excessive capacity","Horizon Elementary",{"$nulls":4},2450405,2450405]
[2531,"Expand Kitchen","Horizon Elementary",{"$nulls":4},586750,586750]
[831,"Class Size Reduction          ","Lake Forest Elementary",1354960,{"$nulls":4},1354960]
[831,"Phased-Replacment Sch         ","Lake Forest Elementary",7269303,{"$nulls":4},7269303]
[621,"New Cafeteria / Kitchen due to excessive capacity","Larkdale Elementary",{"$nulls":4},3562103,3562103]
[621,"Remodel Media Center to expand for excessive capacity","Larkdale Elementary",{"$nulls":4},460773,460773]
[1701,"Remodel Media Center to expand for excessive capacity","Lauderdale Lakes Middle",{"$nulls":4},753212,753212]
[1701,"Expand Kitchen","Lauderdale Lakes Middle",{"$nulls":4},867100,867100]
[1391,"Remodel Cafeteria / Kitchen to expand for excessive capacity","Lauderhill Middle",{"$nulls":4},910983,910983]
[1391,"Remodel Media Center to expand for excessive capacity","Lauderhill Middle",{"$nulls":4},1024556,1024556]
[3821,"New School - Elem \"O\"         ","Liberty Elementary \"O\"",4684301,{"$nulls":4},4684301]
[1091,"2 Classroom Addition & Remodel Existing Space to 2 Classrooms","Lloyd Estates Elementary",{"$nulls":4},610000,610000]
[3831,"New School - Elem \"P\"         ","Manatee Bay Elementary \"P\"",6654647,{"$nulls":4},6654647]
[2741,"3 Classroom Addition","Maplewood Elementary",{"$nulls":4},615000,615000]
[2741,"New Media Center due to excessive capacity","Maplewood Elementary",{"$nulls":4},2452766,2452766]
[1161,"8 Classroom Addition","Margate Elementary",176713,{"$nulls":4},176713]
[1161,"8 Classrm/Addition            ","Margate Elementary",401207,{"$nulls":4},401207]
[581,"8 Classrm/Addition            ","Margate Middle",3429106,{"$nulls":4},3429106]
[581,"Remodel Media Center to expand for excessive capacity","Margate Middle",{"$nulls":4},1027826,1027826]
[241,"Phased Replacement III of III","McArthur High",23820929,{"$nulls":4},23820929]
[241,"Completion of Phased Replacement","McArthur High",null,null,1313920,11825280,null,13139200]
[1291,"New Cafeteria / Kitchen due to excessive capacity","McFatter Technical Center",{"$nulls":4},2688154,2688154]
[1291,"New Media Center due to excessive capacity","McFatter Technical Center",{"$nulls":4},2046034,2046034]
[841,"Phase III/Classrm Addtn       ","McNab Elementary",10981181,{"$nulls":4},10981181]
[841,"Phase III/Classrm Addtn       ","McNab Elementary",152076,{"$nulls":4},152076]
[841,"Remodel Media Center to expand for excessive capacity","McNab Elementary",{"$nulls":4},649421,649421]
[761,"Phased-Replacment Sch         ","Meadowbrook Elementary",5166776,{"$nulls":4},5166776]
[3702,"New School Middle \"GG\"        ","Middle School \"GG\"",14996704,{"$nulls":4},14996704]
["TBA","New School (Davie)","Middle School \"NN\"",2638991,23750917,null,null,null,26389908]
["TBA","New School (Pembroke Pines)","Middle School \"OO\"",2638991,23750917,null,null,null,26389908]
["TBA","New School","Middle School \"PP\"",{"$nulls":4},28400000,28400000]
["TBA","New School","Middle School \"QQ\"",{"$nulls":4},28400000,28400000]
["TBA","New School","Middle School \"RR\"",{"$nulls":4},27000000,27000000]
[3772,"New School Middle \"II\"        ","Millennium Middle \"II\"",3924412,{"$nulls":4},3924412]
[1751,"Classroom Addn/IAQ","Miramar High",7704880,{"$nulls":4},7704880]
[1751,"New Cafeteria / Kitchen due to excessive capacity","Miramar High",{"$nulls":4},5195671,5195671]
[1841,"Remodel Existing Space to 4 Classrooms","Mirror Lake Elementary",{"$nulls":4},700000,700000]
[1841,"New Cafeteria / Kitchen due to excessive capacity","Mirror Lake Elementary",{"$nulls":4},3564972,3564972]
[2691,"New Media Center due to excessive capacity","Morrow Elementary",{"$nulls":4},2452163,2452163]
[3671,"New School Middle \"MM\"        ","New Renaissance Middle \"MM\"",5712518,{"$nulls":4},5712518]
["TBA","Elementary School \"Y\"","New School (south-central west)",null,null,1591335,12959826,null,14551161]
[2671,"12 Classroom Addition","Nob Hill Elementary",1278608,{"$nulls":4},1278608]
[561,"Phased Replacement            ","Norcrest Elementary",493299,{"$nulls":4},493299]
[561,"Phased Replacement","Norcrest Elementary",null,720000,6480000,null,null,7200000]
[561,"New Media Center due to excessive capacity","Norcrest Elementary",{"$nulls":4},2335482,2335482]
[521,"4 Classroom Addition","North Andrews Gardens Elementary",639304,{"$nulls":4},639304]
[521,"Phased Replacement            ","North Andrews Gardens Elementary",10945292,{"$nulls":4},10945292]
[3811,"New School North Area Alt. Hs ","North Area School of Choice",13588593,{"$nulls":4},13588593]
[1191,"4 Classrm/Addition            ","North Fork Elementary",2208085,{"$nulls":4},2208085]
[1191,"Remodel Existing Space to 6 Classrooms","North Fork Elementary",{"$nulls":4},1050000,1050000]
[1191,"Remodel Cafeteria / Kitchen to expand for excessive capacity","North Fork Elementary",{"$nulls":4},674837,674837]
[2231,"Class Size Reduction","North Lauderdale Elementary",783836,43352,null,null,null,827188]
[2231,"New Media Center due to excessive capacity","North Lauderdale Elementary",{"$nulls":4},2255884,2255884]
[41,"New Cafe/Kitch Ren","North Side Elementary",4111389,{"$nulls":4},4111389]
[41,"Purchase property for expansion","North Side Elementary",1250000,{"$nulls":4},1250000]
["TBD","Purchase Land for Facility","North West Bus Lot/Maintenance Facility",null,3750000,null,null,null,3750000]
[1241,"Classroom Addition","Northeast High",null,null,null,2237565,null,2237565]
[1282,"Modular Classrooms            ","Nova Blanche Forman Elementary",958956,{"$nulls":4},958956]
[1282,"New Cafeteria / Kitchen due to excessive capacity","Nova Blanche Forman Elementary",{"$nulls":4},3569870,3569870]
[1271,"Modular Classrooms            ","Nova Eisenhower Elementary",958956,{"$nulls":4},958956]
[1271,"New Cafeteria / Kitchen due to excessive capacity","Nova Eisenhower Elementary",{"$nulls":4},3563144,3563144]
[1281,"Stadium Design","Nova High",150000,{"$nulls":4},150000]
[1281,"12 Classroom Add ","Nova High",4539347,{"$nulls":4},4539347]
[1281,"New Media Center due to excessive capacity","Nova High",{"$nulls":4},3230273,3230273]
[31,"6 Classrm/Addition            ","Oakland Park Elementary",1443994,{"$nulls":4},1443994]
[31,"Remodel Existing Space to 6 Classrooms","Oakland Park Elementary",{"$nulls":4},1050000,1050000]
[461,"Phased Replacement","Oakridge Elementary",null,null,null,760000,6840000,7600000]
[472,"General Renovations           ","Olsen Middle Annex",7711222,{"$nulls":4},7711222]
[711,"Replacement School","Orange Brook Elementary",942146,6476455,null,null,null,7418601]
[1831,"Class Size Reduction ","Oriole Elementary",750133,{"$nulls":4},750133]
[1831,"Expand Kitchen / Dining / Multipurpose / Stage","Oriole Elementary",{"$nulls":4},2328000,2328000]
[3311,"Classroom Building            ","Palm Cove Elementary",1728981,{"$nulls":4},1728981]
[3761,"New School \"X\"Alt             ","Park Lakes Elementary \"X\"",3274509,{"$nulls":4},3274509]
[1951,"Expand Kitchen / Dining / Multipurpose / Stage","Park Ridge Elementary",{"$nulls":4},1229750,1229750]
[1951,"Class Size Reduct/Addition    ","Park Ridge Elementary",1181461,201202,null,null,null,1382663]
[3171,"Classroom Addition","Park Springs Elementary",null,null,958956,null,null,958956]
[3781,"New School \"D-6\"              ","Park Trails Elementary \"D-6\"",993219,{"$nulls":4},993219]
[701,"New Cafeteria / Kitchen due to excessive capacity","Parkway Middle",{"$nulls":4},4451736,4451736]
[701,"New Media Center due to excessive capacity","Parkway Middle",{"$nulls":4},3388348,3388348]
[2071,"6 Classroom Addition","Pasadena Lakes Elementary",958956,{"$nulls":4},958956]
[1631,"Remodel Cafeteria / Kitchen to expand for excessive capacity","Perry, Annabel Elementary",{"$nulls":4},555472,555472]
[1631,"8 Classrm/Addition/IAQ        ","Perry, Annabel Elementary",3496731,{"$nulls":4},3496731]
[1011,"Remodel Media Center to expand for excessive capacity","Perry, Henry D. Middle",{"$nulls":4},868284,868284]
[931,"8 Room Addition               ","Peters Elementary",114590,192167,null,null,null,306757]
[931,"New Cafe/Kitchen/Multi Area   ","Peters Elementary",4089994,{"$nulls":4},4089994]
[653,"Replace Sch-& HSS/ADA/Maint   ","Pine Ridge Alternative Center",964048,5774508,null,null,null,6738556]
[2861,"New Media Center due to excessive capacity","Pines Lakes Elementary",{"$nulls":4},2449148,2449148]
[2861,"6 Classroom Add","Pines Lakes Elementary",953718,{"$nulls":4},953718]
[1881,"Replacement       ","Pines Middle",null,null,null,2380000,21420000,23800000]
[2811,"New Media Center due to excessive capacity","Pinewood Elementary",{"$nulls":4},2463973,2463973]
[2571,"New Media Center due to excessive capacity","Pioneer Middle",{"$nulls":4},2556186,2556186]
[1901,"New Cafeteria / Kitchen due to excessive capacity","Piper High",{"$nulls":4},7092353,7092353]
[1901,"New Media Center due to excessive capacity","Piper High",{"$nulls":4},5261536,5261536]
[1901,"Classrm Addtn                 ","Piper High",4242513,{"$nulls":4},4242513]
[1451,"General Reno/Add Ph2          ","Plantation High",5784451,{"$nulls":4},5784451]
[1451,"24 Classroom Addition         ","Plantation High",435051,{"$nulls":4},435051]
[551,"Expand Kitchen","Plantation Middle",{"$nulls":4},897449,897449]
[551,"8 Classroom Modular Addition  ","Plantation Middle",4855252,{"$nulls":4},4855252]
[185,"Phased Replacement            ","Pompano Beach High School Institute of International Studies",26295321,{"$nulls":4},26295321]
[21,"Cafe/Kit/Clasrm/Multi/IAQ/HVAC","Pompano Beach Middle",4921747,{"$nulls":4},4921747]
[21,"Phased Replacement","Pompano Beach Middle",null,null,null,665000,5985000,6650000]
[9384,"North Central Area Office","Purcahse/Remodeling",1611340,{"$nulls":4},1611340]
[2721,"Remodel Existing Space to 4 Classrooms","Ramblewood Elementary",{"$nulls":4},700000,700000]
[2721,"New Media Center due to excessive capacity","Ramblewood Elementary",{"$nulls":4},2449499,2449499]
[2721,"4 Classroom Addition          ","Ramblewood Elementary",639304,{"$nulls":4},639304]
[2711,"New Media Center due to excessive capacity","Ramblewood Middle",{"$nulls":4},2321008,2321008]
[2711,"Expand Multipurpose","Ramblewood Middle",{"$nulls":4},1687257,1687257]
[2711,"6 Classroom Addition","Ramblewood Middle",105000,945000,null,null,null,1050000]
[151,"4 Classroom Addition","Riverland Elementary",{"$nulls":4},820000,820000]
[151,"New Media Center due to excessive capacity","Riverland Elementary",{"$nulls":4},2445832,2445832]
[3031,"New Cafeteria / Kitchen due to excessive capacity","Riverside Elementary",{"$nulls":4},3576794,3576794]
[3031,"6 Classroom Addition          ","Riverside Elementary",758444,{"$nulls":4},758444]
[1851,"Expand Media","Royal Palm Elementary",{"$nulls":4},836798,836798]
[1851,"Classroom Building","Royal Palm Elementary",5274625,{"$nulls":4},5274625]
[3061,"8 Classroom Addition","Sandpiper Elementary",1278608,{"$nulls":4},1278608]
[3431,"Remodel Media Center to expand for excessive capacity","Sawgrass Springs Middle",{"$nulls":4},842210,842210]
[601,"Classroom Addition and General Renovations","Seagull School",null,null,2796000,null,null,2796000]
[1891,"New Media Center due to excessive capacity","Seminole Middle",{"$nulls":4},2371662,2371662]
[1891,"Expand Kitchen","Seminole Middle",{"$nulls":4},575874,575874]
[1811,"Expand Kitchen/Dining","Sheridan Hills Elementary",{"$nulls":4},1166445,1166445]
[1321,"Remodel Existing Space to 5 Classrooms","Sheridan Park Elementary",{"$nulls":4},905625,905625]
[1321,"Classroom Addt/Multi Purp/Cafe","Sheridan Park Elementary",5921845,{"$nulls":4},5921845]
[2971,"New Media Center due to excessive capacity","Silver Lakes Middle",{"$nulls":4},2398799,2398799]
[2971,"12 Classrm/Addition           ","Silver Lakes Middle",2629212,{"$nulls":4},2629212]
[3581,"Elementary \"R\"-Silver Shs Dev ","Silver Shores Elementary \"R\"",17889700,{"$nulls":4},17889700]
[171,"Replacement School            ","South Broward High",13962941,{"$nulls":4},13962941]
[2351,"New Cafeteria / Kitchen due to excessive capacity","South Plantation High",{"$nulls":4},5376309,5376309]
[2351,"Remodel Media Center to expand for excessive capacity","South Plantation High",{"$nulls":4},1419105,1419105]
[2351,"12 Classr'M+Labs Environ","South Plantation High",12652488,{"$nulls":4},12652488]
[691,"6 Modular Classrooms          ","Stirling Elementary",994456,{"$nulls":4},994456]
[3011,"Stadium Design","Stoneman Douglas High",150000,{"$nulls":4},150000]
[211,"New Cafeteria / Kitchen due to excessive capacity","Stranahan High",{"$nulls":4},5100600,5100600]
[211,"New Media Center due to excessive capacity","Stranahan High",{"$nulls":4},3783933,3783933]
[211,"Medical Magnet Addition       ","Stranahan High",56151,1917913,null,null,null,1974064]
[3661,"Elementary \"Q\"-Sunset Lks Dev ","Sunset Lakes Elementary \"Q\"",13449254,{"$nulls":4},13449254]
[1171,"8 Classrm/Addition            ","Sunshine Elementary",821222,{"$nulls":4},821222]
[2621,"Classroom Building            ","Tamarac Elementary",1103202,{"$nulls":4},1103202]
[2751,"New Cafeteria / Kitchen due to excessive capacity","Taravella J P High",{"$nulls":4},6771485,6771485]
[2751,"New Media Center due to excessive capacity","Taravella J P High",{"$nulls":4},5023498,5023498]
[2751,"24 Classroom Addition         ","Taravella J P High",2986282,{"$nulls":4},2986282]
[571,"Class Size Reduction          ","Tedder Elementary",1979635,{"$nulls":4},1979635]
[571,"24 Classroom Addition / Replacement","Tedder Elementary",4106000,{"$nulls":4},4106000]
[571,"Additional site acquisition for expansion","Tedder Elementary",957000,{"$nulls":4},957000]
[731,"New Media Center due to excessive capacity","Tropical Elementary",{"$nulls":4},2458898,2458898]
[731,"4 Classroom Addition          ","Tropical Elementary",305261,{"$nulls":4},305261]
[1621,"Joint Project W/City Sunrise  ","Village Elementary",950000,{"$nulls":4},950000]
[1621,"Classrm Bldg                  ","Village Elementary",574608,{"$nulls":4},574608]
[321,"8 Classroom Addition          ","Walker Elementary",3677330,{"$nulls":4},3677330]
[511,"Remodel Media Center to expand for excessive capacity","Watkins Elementary",{"$nulls":4},717745,717745]
[2881,"6 Classroom Addition","Welleby Elementary",958956,{"$nulls":4},958956]
[2681,"New Media Center due to excessive capacity","Westchester Elementary",{"$nulls":4},2451107,2451107]
[2681,"New Kitchen / Dining / Multipurpose / Stage","Westchester Elementary",{"$nulls":4},3900915,3900915]
[2681,"8 Classroom Addition          ","Westchester Elementary",1331383,{"$nulls":4},1331383]
[2831,"New Media Center due to excessive capacity","Western High",{"$nulls":4},3390728,3390728]
[2831,"Remodel/Renovation/IAQ","Western High",8153027,{"$nulls":4},8153027]
[3611,"Construction Middle \"Ll\"      ","Westglades Middle \"LL\"",10577544,{"$nulls":4},10577544]
[631,"New Media Center due to excessive capacity","Westwood Heights Elementary",{"$nulls":4},2463320,2463320]
[412,"Remodel Media Center to expand for excessive capacity","Whiddon-Rogers Annex",{"$nulls":4},209142,209142]
[452,"Addition                      ","Whiddon-Rogers Ed Center",6299821,{"$nulls":4},6299821]
[191,"Phased Replace/Covered Walkway","Wilton Manors Elementary",1607462,{"$nulls":4},1607462]
[3091,"8 Classroom Addition          ","Winston Park Elementary",2854887,53414,null,null,null,2908301]
[3001,"New Cafeteria / Kitchen due to excessive capacity","Young, Walter C. Middle",{"$nulls":4},3282352,3282352]
[]
["2 .","Broward Total",null,705177342,140212593,45926606,69884845,603261201,1564462587]
[]
[null,"THIS SCHEDULE SHALL CONSIDER:"]
[]
["2a.","Locations, capacities, and planned utilization rates of current educational facilities of the district. (Include both permanent and relocatable facilities)"]
[null,null,"2001-02 FISH Satisfactory","Actual 2001-02","Actual 2001-02","Actual 2001-02","New Stu Capacity to","Projected 2006-07","Projected 2006-07"]
[null,"Location","Student Stations","FISH Capacity ","CO-FTE ","Utilization","be added (removed)","CO-FTE ","Utilization"]
[1741,"Anderson, Boyd H. High",3503,3328,2746,0.83,-348,2958,0.99]
[1791,"Apollo Middle",1632,1469,1550,1.06,300,1527,0.86]
[2221,"Atlantic Technical Center",1423,1423,1500,1.05,600,2100,1.04]
[2511,"Atlantic West Elementary",829,829,971,1.17,-96,1051,1.43]
[343,"Attucks Middle",1757,1581,1031,0.65,0,1282,0.81]
[2611,"Bair Middle",2028,1825,1821,1,0,1862,1.02]
[2001,"Banyan Elementary",941,941,1025,1.09,-144,929,1.17]
[641,"Bayview Elementary",793,793,531,0.67,-96,610,0.88]
[201,"Bennett Elementary",650,650,491,0.76,-48,525,0.87]
[341,"Bethune, Mary M. Elementary",1273,1273,1070,0.84,184,1086,0.75]
[361,"Blanche Ely High",2559,2431,2674,1.1,-61,3287,1.39]
[971,"Boulevard Heights Elementary",1003,1003,1011,1.01,0,1017,1.01]
[871,"Bright Horizons School",291,291,152,0.52,0,175,0.6]
[811,"Broadview Elementary",1074,1074,996,0.93,104,980,0.83]
[501,"Broward Estates Elementary",781,781,785,1.01,-24,837,1.11]
[1382,"Castle Hill Annex",436,436,474,1.09,0,"-","-"]
[1461,"Castle Hill Elementary",881,881,828,0.94,-96,769,0.98]
[2641,"Central Park Elementary",1009,1009,1206,1.2,214,1319,1.08]
[3771,"Challenger Elementary School (F-91)",1115,1115,949,0.85,0,1123,"-"]
[2961,"Chapel Trail Elementary",1410,1410,1436,1.02,-96,1515,1.15]
[301,"Drew Resource Center",747,747,"-",null,0,701,"-"]
[1421,"Coconut Creek Elementary",1009,1009,1107,1.1,8,1087,1.07]
[1681,"Coconut Creek High",2642,2510,2666,1.06,-261,3013,1.34]
[3741,"Coconut Palm Elementary \"E-6\"",1100,1100,1186,1.08,0,1352,"-"]
[231,"Colbert Elementary",996,996,821,0.82,120,710,0.64]
[331,"Collins Elementary",496,496,316,0.64,0,358,0.72]
[1211,"Cooper City Elementary",895,895,977,1.09,-24,1000,1.15]
[1931,"Cooper City High",2355,2237,2447,1.09,197,2503,1.03]
[3041,"Coral Park Elementary",908,908,957,1.05,-48,938,1.09]
[2551,"Coral Springs Elementary",855,855,906,1.06,-24,879,1.06]
[1151,"Coral Springs High",2970,2821,2911,1.03,-58,3008,1.09]
[2561,"Coral Springs Middle",1927,1734,1768,1.02,-78,1232,0.74]
[3111,"Country Hills Elementary",1126,1126,1260,1.12,-240,1179,1.33]
[2981,"Country Isles Elementary",865,865,841,0.97,0,1128,1.3]
[901,"Cresthaven Elementary",855,855,833,0.97,0,959,1.12]
[221,"Croissant Park Elementary",1130,1130,906,0.8,-168,917,0.95]
[3222,"Cross Creek School",187,187,181,0.97,-80,161,1.5]
[1871,"Crystal Lake Community Middle",1919,1727,1636,0.95,-104,1663,1.02]
[1781,"Cypress Elementary",819,819,662,0.81,100,806,0.88]
[3623,"Cypress Bay High \"HHH\"",2853,2710,"-",null,0,3907,1.44]
[2123,"Cypress Run Alternative / Exceptional Center",180,180,95,0.53,20,124,0.62]
[1071,"Dandy, William Middle",1943,1749,1637,0.94,-416,1524,1.14]
[101,"Dania Elementary",806,806,706,0.88,-72,906,1.23]
[3651,"Dave Thomas Education Center","-","-","-",null,0,"-","-"]
[2801,"Davie Elementary",1030,1030,986,0.96,-96,1069,1.14]
[11,"Deerfield Beach Elementary",1042,1042,985,0.95,0,977,0.94]
[1711,"Deerfield Beach High",2861,2718,2948,1.08,510,3266,1.01]
[911,"Deerfield Beach Middle",1934,1741,1161,0.67,6,1696,0.97]
[391,"Deerfield Park Elementary",942,942,801,0.85,0,947,1.01]
[271,"Dillard Elementary",1005,1005,740,0.74,0,663,0.66]
[371,"Dillard High",3979,3780,2650,0.7,-174,2772,0.77]
[721,"Driftwood Elementary",1061,1061,765,0.72,-96,671,0.7]
[861,"Driftwood Middle",2059,1853,1615,0.87,192,1679,0.82]
[3461,"Eagle Point Elementary",1249,1249,1510,1.21,-96,1277,1.11]
[3441,"Eagle Ridge Elementary",1130,1130,1161,1.03,0,1289,1.14]
[3701,"Elementary School \"N-91\"",0,0,"-",null,0,"-","-"]
[3191,"Embassy Creek Elementary",898,898,898,1,-72,1018,1.23]
[3301,"Endeavor Primary Learning Center",0,0,"-",null,0,"-","-"]
[2942,"Everglades Elementary",1317,1317,2100,1.59,0,1427,1.08]
[1641,"Fairway Elementary",935,935,1008,1.08,-48,1004,1.13]
[3622,"Falcon Cove Middle \"KK\"",2177,1959,"-",null,0,2451,"-"]
[2541,"Flamingo Elementary",902,902,879,0.97,-72,899,"-"]
[3513,"Flanagan High-9Th Grade Ctr",1620,1537,914,null,0,"-","-"]
[3391,"Flanagan, Charles High",3729,3543,5480,1.55,-29,5905,1.68]
[851,"Floranada Elementary",1115,1115,820,0.74,0,1144,1.03]
[3051,"Forest Glen Middle",1631,1468,1780,1.21,-156,1473,1.12]
[2631,"Forest Hills Elementary",829,829,742,0.9,0,952,1.15]
[951,"Fort Lauderdale High",2086,1982,1253,0.63,556,1925,0.76]
[921,"Foster, Stephen Elementary",811,811,1571,1.94,-24,842,1.07]
[3531,"Fox Trail Elementary",1145,1145,830,0.72,-96,1377,1.31]
[3642,"Gator Run Elementary",1555,1555,788,0.51,0,1644,1.06]
[2851,"Griffin Elementary",852,852,1187,1.39,0,855,1]
[592,"Hallandale Adult/Community",2119,2119,1563,0.74,360,611,0.25]
[131,"Hallandale Elementary",873,873,500,0.57,287,1352,1.17]
[403,"Hallandale High",1929,1833,1187,0.65,43,1877,1]
[491,"Harbordale Elementary",515,515,"-",null,0,537,1.04]
[3131,"Hawkes Bluff Elementary",1154,1154,"-",null,-96,994,0.94]
[3541,"High School \"GGG\"",0,0,"-",null,0,"-","-"]
[3731,"High School \"III\"",0,0,"-",null,0,"-","-"]
[121,"Hollywood Central Elementary",879,879,1157,1.32,0,1180,1.34]
[111,"Hollywood Hills Elementary",779,779,865,1.11,204,989,1.01]
[1661,"Hollywood Hills High",2056,1953,2401,1.23,568,2498,0.99]
[1761,"Hollywood Park Elementary",806,806,649,0.81,0,665,0.83]
[2531,"Horizon Elementary",788,788,1062,1.35,-48,1080,1.46]
[1971,"Hunt, James S. Elementary",855,855,906,1.06,0,993,1.16]
[3471,"Indian Ridge Middle",2236,2012,2253,1.12,-104,2126,1.11]
[3181,"Indian Trace Elementary",1066,1066,1204,1.13,-96,1052,1.08]
[1611,"King, Martin Luther Elementary",1092,1092,892,0.82,-144,889,0.94]
[831,"Lake Forest Elementary",984,984,884,0.9,136,920,0.82]
[3591,"Lakeside Elementary",1023,1023,1112,1.09,0,1172,1.15]
[621,"Larkdale Elementary",1007,1007,840,0.83,-192,871,1.07]
[1701,"Lauderdale Lakes Middle",1468,1321,1275,0.97,-104,1284,1.06]
[431,"Lauderdale Manors Elementary",1010,1010,880,0.87,0,867,0.86]
[1391,"Lauderhill Middle",1622,1460,1218,0.83,-104,1200,0.88]
[1381,"Lauderhill, P. T. Elementary",1130,1130,1030,0.91,0,1034,0.92]
[3821,"Liberty Elementary \"O\"",0,0,"-",null,0,"-","-"]
[3101,"Lyons Creek Middle \"HH\"",1922,1730,1808,1.05,0,2213,1.28]
[1091,"Lloyd Estates Elementary",847,847,754,0.89,-96,746,0.99]
[3831,"Manatee Bay Elementary \"P\"",0,0,"-",null,0,"-","-"]
[2741,"Maplewood Elementary",897,897,986,1.1,0,1008,1.12]
[1161,"Margate Elementary",1397,1397,1126,0.81,-216,1169,0.99]
[581,"Margate Middle",1522,1370,1239,0.9,272,1062,0.65]
[1671,"Markham, Robert Elementary",808,808,656,0.81,0,754,0.93]
[3291,"Marshall, Thurgood Elementary",882,882,875,0.99,0,978,1.11]
[241,"McArthur High",2371,2252,2510,1.11,110,2535,1.07]
[1291,"McFatter Technical Center",1578,1578,535,0.34,0,437,0.28]
[841,"McNab Elementary",993,993,771,0.78,-168,754,0.91]
[481,"McNicol Middle",1916,1724,1679,0.97,0,1712,0.99]
[761,"Meadowbrook Elementary",798,798,627,0.79,-10,660,0.84]
[3702,"Middle School \"GG\"",0,0,"-",null,0,"-","-"]
[3772,"Millennium Middle \"II\"",0,0,"-",null,0,"-","-"]
[531,"Miramar Elementary",908,908,852,0.94,0,848,"-"]
[1751,"Miramar High",2324,2208,2413,1.09,655,2717,0.95]
[1841,"Mirror Lake Elementary",910,910,814,0.89,-96,856,1.05]
[2691,"Morrow Elementary",858,858,793,0.92,0,848,0.99]
[3671,"New Renaissance Middle \"MM\"",0,0,"-",null,0,1466,"-"]
[881,"New River Middle",2046,1841,1877,1.02,0,1987,1.08]
[2671,"Nob Hill Elementary",930,930,895,0.96,156,945,0.87]
[561,"Norcrest Elementary",1377,1377,857,0.62,-72,800,0.61]
[521,"North Andrews Gardens Elementary",1067,1067,985,0.92,-123,890,0.94]
[1191,"North Fork Elementary",854,854,578,0.68,100,565,0.59]
[2231,"North Lauderdale Elementary",1512,1512,982,0.65,0,1187,0.79]
[41,"North Side Elementary",662,662,639,0.97,-48,656,1.07]
[1241,"Northeast High",2100,1995,2231,1.12,198,2443,1.11]
[1271,"Nova Eisenhower Elementary",979,979,953,0.97,78,980,0.93]
[1282,"Nova Blanche Forman Elementary",1255,1255,966,0.77,126,980,0.71]
[1281,"Nova High",2474,2350,2101,0.89,285,2100,0.8]
[1311,"Nova Middle",1667,1500,1517,1.01,-86,1500,1.06]
[31,"Oakland Park Elementary",696,696,729,1.05,-114,739,1.27]
[461,"Oakridge Elementary",810,810,834,1.03,300,884,0.8]
[471,"Olsen Middle",2169,1952,1931,0.99,0,1891,0.97]
[711,"Orange Brook Elementary",761,761,804,1.06,-24,729,0.99]
[1831,"Oriole Elementary",1112,1112,804,0.72,0,653,0.59]
[3311,"Palm Cove Elementary",1019,1019,1223,1.2,84,1233,1.12]
[1131,"Palmview Elementary",679,679,611,0.9,0,683,1.01]
[3571,"Panther Run Elementary",1259,1259,1432,1.14,-192,969,0.91]
[3761,"Park Lakes Elementary \"X\"",0,0,0,null,0,771,"-"]
[1951,"Park Ridge Elementary",1088,1088,767,0.7,-68,650,0.64]
[3171,"Park Springs Elementary",840,840,926,1.1,150,979,0.99]
[3781,"Park Trails Elementary \"D-6\"",1115,1115,770,0.69,0,1089,"-"]
[3631,"Parkside Elementary \"M-91\"",1100,1100,1145,1.04,0,1282,"-"]
[701,"Parkway Middle",2340,2107,1826,0.87,-182,1697,0.88]
[2071,"Pasadena Lakes Elementary",910,910,948,1.04,30,917,0.98]
[2661,"Pembroke Lakes Elementary",920,920,896,0.97,-96,669,0.81]
[1221,"Pembroke Pines Elementary",869,869,873,1,-96,875,1.13]
[1631,"Perry, Annabel Elementary",916,916,829,0.91,258,903,0.77]
[1011,"Perry, Henry D. Middle",2010,1809,1651,0.91,-312,1417,0.95]
[931,"Peters Elementary",1004,1004,933,0.93,62,928,0.87]
[653,"Pine Ridge Alternative Center",196,196,175,0.89,-16,161,0.89]
[2861,"Pines Lakes Elementary",968,968,1111,1.15,-72,1088,1.21]
[1881,"Pines Middle",1782,1604,1837,1.15,-234,1458,1.06]
[2811,"Pinewood Elementary",1113,1113,1173,1.05,-96,1255,1.23]
[2571,"Pioneer Middle",1816,1634,1763,1.08,-26,1453,0.9]
[1901,"Piper High",4434,4212,3452,0.82,-1131,3913,1.27]
[941,"Plantation Elementary",1115,1115,893,0.8,0,1022,0.92]
[1451,"Plantation High",3287,3123,2892,0.93,-406,3119,1.15]
[551,"Plantation Middle",1371,1234,1344,1.09,184,1407,0.99]
[1251,"Plantation Park Elementary",754,754,638,0.85,-24,682,0.93]
[751,"Pompano Beach Elementary",798,798,745,0.93,0,647,0.81]
[185,"Pompano Beach High School Institute of International Studies",1633,1551,665,0.43,0,1213,0.78]
[21,"Pompano Beach Middle",1413,1272,1363,1.07,-80,1492,1.25]
[1021,"The Quest Center",263,263,134,0.51,0,151,0.57]
[3121,"Quiet Waters Elementary",1085,1085,1215,1.12,-240,1209,1.43]
[2721,"Ramblewood Elementary",923,923,1093,1.18,52,1153,1.18]
[2711,"Ramblewood Middle",1928,1735,1754,1.01,146,1424,0.76]
[2121,"Rickards Middle",1440,1296,1397,1.08,-104,1481,1.24]
[2891,"Riverglades Elementary",853,853,982,1.15,0,1058,1.24]
[151,"Riverland Elementary",830,830,665,0.8,0,655,0.79]
[3031,"Riverside Elementary",1044,1044,1145,1.1,0,1062,1.02]
[681,"Rock Island Elementary",683,683,512,0.75,0,738,1.08]
[1851,"Royal Palm Elementary",1298,1298,1070,0.82,108,1114,0.79]
[891,"Sanders Park Elementary",1035,1035,670,0.65,0,739,0.71]
[3061,"Sandpiper Elementary",984,984,1045,1.06,32,1001,0.99]
[3401,"Sawgrass Elementary",962,962,1047,1.09,-72,1223,1.37]
[3431,"Sawgrass Springs Middle",1881,1693,1793,1.06,-234,1341,0.92]
[2871,"Sea Castle Elementary",840,840,940,1.12,0,922,1.1]
[601,"Seagull School",1122,1122,510,0.45,-40,410,0.38]
[1891,"Seminole Middle",1856,1670,1325,0.79,-130,1386,0.9]
[1811,"Sheridan Hills Elementary",930,930,743,0.8,0,689,0.74]
[1321,"Sheridan Park Elementary",894,894,844,0.94,0,852,0.95]
[1051,"Sheridan Technical Center",1101,1101,174,0.16,0,174,0.16]
[3371,"Silver Lakes Elementary",1490,1490,1818,1.22,-144,1235,0.92]
[2971,"Silver Lakes Middle",2210,1989,1719,0.86,-42,1278,0.66]
[3491,"Silver Palms Elementary",1305,1305,1506,1.15,0,1390,1.07]
[3081,"Silver Ridge Elementary",924,924,1057,1.14,-48,1053,1.2]
[3581,"Elementary TBA Site",0,0,"-",null,0,"-","-"]
[3331,"Silver Trail Middle",2090,1881,2354,1.25,-416,2851,1.95]
[405,"South Area Alternative Center",235,235,130,0.55,0,189,0.8]
[171,"South Broward High",2924,2778,2164,0.78,0,2590,0.93]
[2351,"South Plantation High",2622,2491,2646,1.06,255,2263,0.82]
[691,"Stirling Elementary",897,897,917,1.02,126,980,0.96]
[3011,"Stoneman Douglas High",3883,3689,3889,1.05,-261,4460,1.3]
[211,"Stranahan High",2480,2356,2172,0.92,140,2318,0.93]
[611,"Sunland Park Elementary",703,703,502,0.71,-24,497,0.73]
[251,"Sunrise Middle",1748,1573,1459,0.93,-182,1566,1.13]
[3661,"Sunset Lakes Elementary \"Q\"",0,0,"-",null,0,"-"]
[422,"Sunset Learning Center",330,330,219,0.66,0,219,0.66]
[1171,"Sunshine Elementary",1123,1123,1052,0.94,-96,1062,1.03]
[2621,"Tamarac Elementary",1154,1154,1064,0.92,0,1043,0.9]
[2751,"Taravella J P High",3739,3552,3088,0.87,-232,3245,0.98]
[571,"Tedder Elementary",771,771,1085,1.41,164,989,1.06]
[3151,"Tequesta Trace Middle",1808,1627,1678,1.03,-156,1522,1.03]
[3481,"Tradewinds Elementary",1337,1337,1536,1.15,-168,1154,0.99]
[731,"Tropical Elementary",969,969,985,1.02,0,1054,1.09]
[1621,"Village Elementary",1445,1445,1167,0.81,-288,921,0.8]
[321,"Walker Elementary",1321,1321,990,0.75,228,1011,0.65]
[511,"Watkins Elementary",1040,1040,962,0.93,0,1058,1.02]
[2881,"Welleby Elementary",930,930,1013,1.09,78,1051,1.04]
[161,"West Hollywood Elementary",830,830,869,1.05,0,906,1.09]
[2681,"Westchester Elementary",1159,1159,1234,1.06,104,1291,1.02]
[2831,"Western High",2257,2144,3242,1.51,570,2302,0.85]
[2913,"Western High-9Th Grade Ctr",2064,1858,1264,0.68,0,"-","-"]
[3611,"Westglades Middle \"LL\"",0,0,"-",null,0,"-","-"]
[2052,"Westpine Middle",1428,1428,2087,1.46,-234,1485,1.24]
[631,"Westwood Heights Elementary",1030,1030,753,0.73,0,789,0.77]
[412,"Whiddon-Rogers Annex",260,260,460,1.77,0,"-","-"]
[452,"Whiddon-Rogers Ed Center",809,809,1038,1.28,360,971,0.83]
[1752,"Whispering Pines Ctr",166,166,242,1.46,0,185,1.11]
[191,"Wilton Manors Elementary",835,835,632,0.76,0,699,0.84]
[991,"Wingate Oaks Center",304,304,112,0.37,0,121,0.4]
[3091,"Winston Park Elementary",1067,1067,1255,1.18,14,1086,1]
[3321,"Young, Virginia S. Elementary",838,838,802,0.96,0,936,1.12]
[3001,"Young, Walter C. Middle",2109,2109,2072,0.98,-156,1959,1]
[]
["2a.","Broward Total",276993,267073,248810,0.93,-1646,261595,0.99]
[]
["2b.","Proposed Location of Planned Facilities"]
{"$rows_empty":64}
[{"$nulls":6},"# of Units","Projected "]
["2c1.","Plans for the use and location of relocatable classroom facilities assigned student capacity.",null,null,null,"Number NOT meeting","projected","( increase ) /","Total age of all"]
[{"$nulls":5},"standards to be used","to be in use","decrease in # of","relocatables in"]
[null,"Location","Actual # of Units in 2001-02","Owner","Student Stations","as classroom space","in 2006-07","units by 2006-07","Column \"C\""]
[1741,"Anderson, Boyd H. High",12,"SBBC",324,11,0,12,465]
[1791,"Apollo Middle",3,"SBBC",96,1,0,3,61]
[2221,"Atlantic Technical Center",1,"SBBC",51,0,1,0,7]
[2511,"Atlantic West Elementary",4,"SBBC",152,1,0,4,69]
[343,"Attucks Middle",0,"SBBC",null,0,null,0,0]
[2611,"Bair Middle",2,"Space Master",104,0,2,0,24]
[null,null,10,"SBBC",444,3,1,9,197]
[2001,"Banyan Elementary",8,"SBBC",256,0,2,6,107]
[641,"Bayview Elementary",13,"SBBC",431,0,9,4,89]
[201,"Bennett Elementary",2,"SBBC",190,0,0,2,22]
[341,"Bethune, Mary M. Elementary",19,"SBBC",797,0,10,9,243]
[971,"Boulevard Heights Elementary",0,"SBBC",null,0,null,0,0]
[871,"Bright Horizons Center",0,"SBBC",null,0,null,0,0]
[811,"Broadview Elementary",4,"SBBC",152,3,0,4,108]
[501,"Broward Estates Elementary",6,"SBBC",222,1,5,1,107]
[1382,"Castel Hill Annex",0,"SBBC",null,0,null,0,0]
[1461,"Castle Hill Elementary",7,"SBBC",260,0,3,4,93]
[2641,"Central Park Elementary",8,"SBBC",268,0,0,8,112]
[3771,"Challenger Elementary",0,"SBBC",null,0,null,0,0]
[2961,"Chapel Trail Elementary",11,"SBBC",370,3,7,4,161]
[1421,"Coconut Creek Elementary",8,"SBBC",304,1,0,8,123]
[1681,"Coconut Creek High",9,"SBBC",444,8,0,9,352]
[3741,"Coconut Palm Elementary",2,"SBBC",70,0,0,2,24]
[231,"Colbert Elementary",7,"SBBC",419,3,2,5,170]
[331,"Collins Elementary",1,"SBBC",65,0,1,0,14]
[1211,"Cooper City Elementary",2,"SBBC",76,1,1,1,47]
[1931,"Cooper City High",5,"SBBC",197,4,0,5,186]
[3041,"Coral Park Elementary",3,"SBBC",114,1,1,2,67]
[2551,"Coral Springs Elementary",2,"SBBC",70,0,1,1,29]
[1151,"Coral Springs High",5,"SBBC",179,2,3,2,112]
[2561,"Coral Springs Middle",4,"SBBC",176,3,1,3,124]
[3111,"Country Hills Elementary",13,"SBBC",575,3,3,10,238]
[2981,"Country Isles Elementary",1,"SBBC",38,0,1,0,14]
[901,"Cresthaven Elementary",0,"SBBC",null,0,null,0,0]
[221,"Croissant Park Elementary",9,"SBBC",380,4,2,7,123]
[3222,"Cross Creek School ",6,"SBBC",320,4,2,4,71]
[1871,"Crystal Lake Middle ",7,"SBBC",180,4,3,4,139]
[1781,"Cypress Elementary",0,"SBBC",null,0,null,0,0]
[2123,"Cypress Run Alt Center",8,"SBBC",409,5,0,8,256]
[1071,"Dandy, William Middle",16,"SBBC",450,10,0,16,410]
[101,"Dania Elementary",4,"SBBC",152,1,1,3,65]
[2801,"Davie Elementary",4,"SBBC",102,2,0,4,53]
[11,"Deerfield Beach Elementary",3,"SBBC",96,0,3,0,42]
[1711,"Deerfield Beach High",8,"SBBC",424,4,2,6,224]
[911,"Deerfield Beach Middle",6,"SBBC",345,4,0,6,198]
[391,"Deerfield Park Elementary",0,"SBBC",null,0,null,0,0]
[271,"Dillard Elementary",2,"SBBC",76,0,2,0,19]
[371,"Dillard High",6,"SBBC",186,1,0,6,110]
[null,null,1,"GE/R",27,0,1,0,10]
[3221,"Drew, Charles Elementary",0,"SBBC",null,0,null,0,0]
[301,"Drew, Charles Family Resource Center",8,"SBBC",507,1,8,0,107]
[null,"Drew Resource Teen Parent Prog",0,"SBBC",null,0,null,0,0]
[721,"Driftwood Elementary",8,"SBBC",304,3,4,4,194]
[861,"Driftwood Middle",3,"SBBC",104,1,0,3,68]
[null,null,2,"Resun Leasing",190,0,1,1,23]
[null,null,11,"GE/R",597,0,7,4,126]
[3461,"Eagle Point Elementary",4,"SBBC",152,4,0,4,172]
[3441,"Eagle Ridge Elementary",0,"SBBC",null,0,null,0,0]
[361,"Ely High",8,"SBBC",327,5,0,8,223]
[361,"Ely High",2,"GE/R",78,0,0,2,23]
[3191,"Embassy Creek Elementary",3,"SBBC",114,2,0,3,91]
[2942,"Everglades Elementary",1,"SBBC",37,0,1,0,4]
[null,null,0,"SBBC",null,0,null,0,0]
[1641,"Fairway Elementary",5,"SBBC",160,0,3,2,65]
[3622,"Falcon Cove Middle",12,"SBBC",427,1,8,4,114]
[2541,"Flamingo Elementary",4,"SBBC",323,0,1,3,48]
[3391,"Flanagan, Charles W. High",7,"SBBC",265,1,6,1,49]
[3513,"Flanagan High 9th Grade Center",39,"SBBC",1230,9,30,9,580]
[851,"Floranada Elementary",0,"SBBC",null,0,null,0,0]
[3051,"Forest Glen Middle",6,"SBBC",180,1,0,6,107]
[2631,"Forest Hills Elementary",0,"SBBC",null,0,null,0,0]
[951,"Fort Lauderdale High",3,"SBBC",81,2,1,2,77]
[921,"Foster, Stephen Elementary",1,"SBBC",95,0,0,1,19]
[3531,"Fox Trail Elementary",4,"SBBC",166,0,0,4,49]
[3642,"Gator Run Elementary",1,"SBBC",38,0,1,0,4]
[2851,"Griffing Elementary",0,"SBBC",null,0,null,0,0]
[592,"Hallandale Adult & Community",23,"SBBC",427,13,23,0,273]
[131,"Hallandale Elementary",7,"SBBC",254,1,3,4,122]
[403,"Hallandale High",0,"SBBC",null,0,null,0,0]
[491,"Harbordale Elementary",0,"SBBC",null,0,null,0,0]
[3131,"Hawkes Bluff Elementary",7,"SBBC",260,2,3,4,136]
[121,"Hollywood Central Elementary",1,"SBBC",95,0,1,0,12]
[111,"Hollywood Hills Elementary",11,"SBBC",352,1,7,4,157]
[1661,"Hollywood Hills High",4,"SBBC",113,4,0,4,156]
[1761,"Hollywood Park Elementary",0,"SBBC",null,0,null,0,0]
[2531,"Horizon Elementary",3,"SBBC",64,2,1,2,37]
[1971,"Hunt, James S. Elementary",0,"SBBC",null,0,null,0,0]
[3471,"Indian Ridge Middle",5,"SBBC",164,1,1,4,96]
[3181,"Indian Trace Elementary",9,"SBBC",312,1,5,4,136]
[1611,"King, Martin Luther Elementary",6,"SBBC",192,2,0,6,102]
[831,"Lake Forest Elementary",4,"SBBC",197,0,3,1,47]
[3591,"Lakeside Elementary",1,"SBBC",38,0,1,0,10]
[621,"Larkdale Elementary",8,"SBBC",388,1,0,8,137]
[1701,"Lauderdale Lakes Middle",4,"SBBC",120,2,0,4,105]
[431,"Lauderdale Manors Elementary",0,"SBBC",null,0,null,0,0]
[1391,"Lauderhill Middle",8,"SBBC",244,1,4,4,136]
[1381,"Lauderhill P.T. Elementary",0,"SBBC",null,0,null,0,0]
[1091,"Lloyd Estates Elementary",5,"SBBC",160,2,1,4,122]
[2741,"Lyons Creek Middle ",0,"SBBC",null,0,null,0,0]
[2741,"Maplewood elementary ",5,"SBBC",358,0,5,0,63]
[1161,"Margate Elementary",9,"SBBC",288,1,0,9,145]
[581,"Margate Middle",3,"SBBC",90,0,1,2,26]
[1671,"Markham, Robert C. Elementary",0,"SBBC",null,0,null,0,0]
[3291,"Marshall, Thurgood Elementary",0,"SBBC",null,0,null,0,0]
[241,"McArthur High",9,"SBBC",301,4,1,8,212]
[1291,"McFatter Willliam T. Vo-Tech",1,"SBBC",95,0,1,0,11]
[841,"McNab Elementary",7,"SBBC",275,0,0,7,93]
[481,"McNicol Elementary",0,"SBBC",null,0,null,0,0]
[761,"Meadowbrook Elementary",9,"SBBC",438,4,0,9,230]
[531,"Miramar Elementary",0,"SBBC",null,0,null,0,0]
[1751,"Miramar High",1,"SBBC",51,1,0,1,43]
[1841,"Mirror Lake Elementary",4,"SBBC",134,0,0,4,50]
[2691,"Morrow Elementary",0,"SBBC",null,0,null,0,0]
[881,"New River Middle",1,"SBBC",30,0,1,0,9]
[2671,"Nob Hill Elementary",6,"SBBC",225,0,0,6,75]
[561,"Norcrest Elementary",4,"SBBC",128,0,1,3,25]
[521,"North Andrews Gardens Elementary",19,"SBBC",677,2,0,19,304]
[3651,"North Area School of Choice",9,"SBBC",282,7,0,9,331]
[1191,"North Fork Elementary",0,"SBBC",null,0,null,0,0]
[2231,"North Lauderdale Elementary",2,"SBBC",76,0,2,0,30]
[41,"North Side Elementary",2,"SBBC",127,1,0,2,58]
[1241,"Northeast Nigh",3,"SBBC",81,0,0,3,39]
[1282,"Nova Blanche Forman Elem (ESOL)",5,"SBBC",160,1,4,1,73]
[1271,"Nova Eisenhower D. D. Elementary",5,"SBBC",172,3,2,3,153]
[1281,"Nova High",0,"SBBC",null,0,null,0,0]
[1311,"Nova Middle",20,"SBBC",547,18,2,18,651]
[31,"Oakland Park Elementary",11,"SBBC",492,1,0,11,168]
[461,"Oakridge Elementary",0,"SBBC",null,0,null,0,0]
[471,"Oslen Middle",0,"SBBC",null,0,null,0,0]
[711,"Orange Brook Elementary",2,"SBBC",70,1,1,1,52]
[1831,"Oriole Elementary",0,"SBBC",null,0,null,0,0]
[3311,"Palm Cove Elementary",9,"SBBC",330,2,0,9,157]
[1131,"Palmview Elementary",0,"SBBC",null,0,null,0,0]
[3571,"Panther Run Elementary",8,"SBBC",268,4,0,8,222]
[1951,"Park Ridge Elementary",8,"SBBC",292,1,1,7,107]
[3171,"Park Springs Elementary",0,"SBBC",null,0,null,0,0]
[3781,"Park Trails Elementary",0,"SBBC",null,0,null,0,0]
[3631,"Parkside Elementary",0,"SBBC",null,0,null,0,0]
[701,"Parkway Middle",7,"SBBC",347,1,0,7,102]
[2071,"Pasadena Lakes Elementary",6,"SBBC",192,1,1,5,97]
[2661,"Pembroke Lakes Elementary",4,"SBBC",128,0,0,4,56]
[1221,"Pembroke Pines Elementary",6,"SBBC",198,0,2,4,84]
[1631,"Perry,  Annabel C. Elementary",4,"SBBC",134,0,2,2,51]
[1011,"Perry, Henry D. Middle",12,"SBBC",395,6,0,12,323]
[931,"Peters Elementary",6,"SBBC",222,1,0,6,103]
[653,"Pine Ridge Center",5,"SBBC",235,1,0,5,94]
[2861,"Pines Lakes Elementary",3,"SBBC",141,2,0,3,101]
[1881,"Pines Middle ",9,"SBBC",291,5,0,9,260]
[2811,"Pinewood Elementary",4,"SBBC",260,0,0,4,54]
[2571,"Pioneer Middle",3,"SBBC",104,0,2,1,38]
[1901,"Piper High",39,"SBBC",1053,12,0,39,821]
[941,"Plantation Elementary",0,"SBBC",null,0,null,0,0]
[1451,"Plantation High ",14,"SBBC",523,5,0,14,308]
[551,"Plantation Middle",8,"SBBC",312,4,0,8,214]
[1251,"Plantation Park Elementary",2,"SBBC",64,1,1,1,45]
[751,"Pompano Beach Elementary",1,"SBBC",32,0,1,0,13]
[185,"Pompano Beach Institute for Intern",0,"SBBC",null,0,null,0,0]
[21,"Pompano Beach Middle",10,"SBBC",335,4,0,10,172]
[3121,"Quiet Waters Elementary",10,"SBBC",380,4,0,10,247]
[2721,"Ramblewood Elementary",2,"SBBC",64,0,0,2,26]
[2711,"Ramblewood Middle",7,"SBBC",210,3,1,6,156]
[2121,"Rickards Middle",4,"SBBC",120,3,0,4,141]
[2891,"Riverglades Elementary",0,"SBBC",null,0,null,0,0]
[151,"Riverland Elementary",0,"SBBC",null,0,null,0,0]
[3031,"Riverside Elementary",1,"SBBC",65,0,1,0,12]
[681,"Rock Island Elementary",0,"SBBC",null,0,null,0,0]
[1851,"Royal Palm Elementary",15,"SBBC",570,2,7,8,258]
[891,"Sanders Park Elementary",1,"SBBC",38,0,1,0,14]
[3061,"Sandpiper Elementary",7,"SBBC",254,1,0,7,124]
[3401,"Sawgrass Elementary",4,"SBBC",140,1,1,3,75]
[3431,"Sawgrass Springs Elementary",9,"SBBC",270,5,0,9,250]
[2871,"Sea Castle Elementary",0,"SBBC",null,0,null,0,0]
[601,"Seagull School",16,"SBBC",950,4,2,14,308]
[1891,"Seminole Middle",6,"SBBC",90,5,1,5,80]
[1811,"Sheridan Hills Elementary",0,"SBBC",null,0,null,0,0]
[1321,"Sheridan Park Elementary",0,"SBBC",null,0,null,0,0]
[1051,"Sheridan Vocational Center",0,"SBBC",null,0,null,0,0]
[3371,"Silver Lakes Elementary",19,"SBBC",614,1,13,6,115]
[2971,"Silver Lakes Middle",15,"SBBC",450,7,3,12,387]
[3491,"Silver Palms Elementary",8,"SBBC",338,0,8,0,38]
[3081,"Silver Ridge Elementary",2,"SBBC",64,0,0,2,28]
[3331,"Silver Trail Middle",19,"SBBC",547,12,3,16,445]
[405,"South Area Alternative Center",0,"SBBC",null,0,null,0,0]
[171,"South Broward High",0,"SBBC",null,0,null,0,0]
[2351,"South Plantation High",3,"SBBC",153,1,0,3,67]
[691,"Stirling Elementary",3,"SBBC",102,1,2,1,66]
[3011,"Stoneman Douglas, Marj. High",9,"SBBC",357,3,0,9,204]
[211,"Stranahan High",5,"SBBC",241,1,0,5,101]
[611,"Sunland Park Elementary",1,"SBBC",32,1,0,1,32]
[251,"Sunrise Middle",7,"SBBC",210,3,0,7,163]
[422,"Sunset School",0,"SBBC",null,0,null,0,0]
[1171,"Sunshine Elementary",5,"SBBC",190,4,1,4,148]
[2621,"Tamarac Elementary",0,"SBBC",null,0,null,0,0]
[2751,"Taravella, J. P. High",8,"SBBC",356,6,0,8,268]
[571,"Tedder Elementary",5,"SBBC",226,2,1,4,121]
[3151,"Tequesta Trace Middle",9,"SBBC",270,3,3,6,186]
[1021,"The Quest Center",0,"SBBC",null,0,null,0,0]
[3481,"Tradewinds Elementary",15,"SBBC",597,5,8,7,313]
[731,"Tropical Elementary",1,"SBBC",38,0,1,0,4]
[1621,"Village Elementary",12,"SBBC",507,0,0,12,159]
[321,"Walker Elementary",3,"SBBC",114,0,0,3,45]
[511,"Watkins Elementary",0,"SBBC",null,0,null,0,0]
[2881,"Welleby Elementary",3,"SBBC",114,2,0,3,102]
[161,"West Hollywood Elementayr",0,"SBBC",null,0,null,0,0]
[2681,"Westchester Elementary",11,"SBBC",376,3,7,4,201]
[2831,"Western High",1,"SBBC",42,0,1,0,12]
[2913,"Western High 10th Grade Center",21,"SBBC",681,4,5,16,288]
[3621,"Western High 9th Grade Center",14,"SBBC",519,4,5,9,265]
[2052,"Westpine Middle",9,"SBBC",312,3,0,9,180]
[631,"Westwood Heights Elementary",0,"SBBC",null,0,null,0,0]
[452,"Whiddon Rogers Education Center",0,"SBBC",null,0,null,0,0]
[1752,"Whispering Pines School",2,"SBBC",190,1,2,0,55]
[191,"Wilton Manors Elementary",0,"SBBC",null,0,null,0,0]
[991,"Wingate Oaks Center",0,"SBBC",null,0,null,0,0]
[3091,"Winston Park Elementary",10,"SBBC",368,0,2,8,133]
[3321,"Young, Virginia Shuman Elem",0,"SBBC",null,0,null,0,0]
[3001,"Young, Walter C. Middle",8,"SBBC",263,2,2,6,155]
[]
["2c1.","Broward Total",1105,null,41121,342,306,799,"Avg Age 19.23"]
[]
[]
["2c2.","Number of relocatable classrooms clearly identified and scheduled for replacement in the school board adopted financially feasible 5-year district work program."]
[null,"Location","Total # Units to be replaced","2002-03 ","2003-04 ","2004-05","2005-06","2006-07","5 YEAR TOTAL"]
[1741,"Anderson, Boyd H. High",12,12,0,0,0,0,12]
[1791,"Apollo Middle",3,3,0,0,0,0,3]
[2221,"Atlantic Technical Center",0,0,0,0,0,0,0]
[2511,"Atlantic West Elementary",4,0,4,0,0,0,4]
[343,"Attucks Middle",0,0,0,0,0,0,0]
[2611,"Bair Middle",9,0,0,9,0,0,9]
[2001,"Banyan Elementary",6,6,0,0,0,0,6]
[641,"Bayview Elementary",4,4,0,0,0,0,4]
[201,"Bennett Elementary",2,2,0,0,0,0,2]
[341,"Bethune, Mary M. Elementary",9,9,0,0,0,0,9]
[971,"Boulevard Heights Elementary",0,0,0,0,0,0,0]
[871,"Bright Horizons Center",0,0,0,0,0,0,0]
[811,"Broadview Elementary",4,4,0,0,0,0,4]
[501,"Broward Estates Elementary",1,1,0,0,0,0,1]
[1382,"Castel Hill Annex",0,0,0,0,0,0,0]
[1461,"Castle Hill Elementary",4,0,0,4,0,0,4]
[2641,"Central Park Elementary",8,8,0,0,0,0,8]
[3771,"Challenger Elementary",0,0,0,0,0,0,0]
[2961,"Chapel Trail Elementary",4,4,0,0,0,0,4]
[1421,"Coconut Creek Elementary",8,8,0,0,0,0,8]
[1681,"Coconut Creek High",9,9,0,0,0,0,9]
[3741,"Coconut Palm Elementary",2,2,0,0,0,0,2]
[231,"Colbert Elementary",5,5,0,0,0,0,5]
[331,"Collins Elementary",0,0,0,0,0,0,0]
[1211,"Cooper City Elementary",1,1,0,0,0,0,1]
[1931,"Cooper City High",5,0,5,0,0,0,5]
[3041,"Coral Park Elementary",2,2,0,0,0,0,2]
[2551,"Coral Springs Elementary",1,0,0,0,1,0,1]
[1151,"Coral Springs High",2,2,0,0,0,0,2]
[2561,"Coral Springs Middle",3,3,0,0,0,0,3]
[3111,"Country Hills Elementary",10,10,0,0,0,0,10]
[2981,"Country Isles Elementary",0,0,0,0,0,0,0]
[901,"Cresthaven Elementary",0,0,0,0,0,0,0]
[221,"Croissant Park Elementary",7,7,0,0,0,0,7]
[3222,"Cross Creek School ",4,4,0,0,0,0,4]
[1871,"Crystal Lake Middle ",4,4,0,0,0,0,4]
[1781,"Cypress Elementary",0,0,0,0,0,0,0]
[2123,"Cypress Run Alt Center",8,8,0,0,0,0,8]
[1071,"Dandy, William Middle",16,16,0,0,0,0,16]
[101,"Dania Elementary",3,1,0,0,2,0,3]
[2801,"Davie Elementary",4,0,0,0,0,4,4]
[11,"Deerfield Beach Elementary",0,0,0,0,0,0,0]
[1711,"Deerfield Beach High",6,6,0,0,0,0,6]
[911,"Deerfield Beach Middle",6,6,0,0,0,0,6]
[391,"Deerfield Park Elementary",0,0,0,0,0,0,0]
[271,"Dillard Elementary",0,0,0,0,0,0,0]
[371,"Dillard High",6,6,0,0,0,0,6]
[3221,"Drew, Charles Elementary",0,0,0,0,0,0,0]
[302,"Drew, Charles Family Resource Center",0,0,0,0,0,0,0]
[null,"Drew Resource Teen Parent Prog",0,0,0,0,0,0,0]
[721,"Driftwood Elementary",4,4,0,0,0,0,4]
[861,"Driftwood Middle",8,8,0,0,0,0,8]
[3461,"Eagle Point Elementary",4,0,4,0,0,0,4]
[3441,"Eagle Ridge Elementary",0,0,0,0,0,0,0]
[361,"Ely High",10,10,0,0,0,0,10]
[3191,"Embassy Creek Elementary",3,3,0,0,0,0,3]
[2942,"Everglades Elementary",0,0,0,0,0,0,0]
[1641,"Fairway Elementary",2,2,0,0,0,0,2]
[3622,"Falcon Cove Middle",4,0,4,0,0,0,4]
[2541,"Flamingo Elementary",3,0,0,3,0,0,3]
[3391,"Flanagan, Charles W. High",1,1,0,0,0,0,1]
[3513,"Flanagan High 9th Grade Center",9,9,0,0,0,0,9]
[851,"Floranada Elementary",0,0,0,0,0,0,0]
[3051,"Forest Glen Middle",6,0,0,0,6,0,6]
[2631,"Forest Hills Elementary",0,0,0,0,0,0,0]
[951,"Fort Lauderdale High",2,0,2,0,0,0,2]
[921,"Foster, Stephen Elementary",1,0,0,1,0,0,1]
[3531,"Fox Trail Elementary",4,0,0,0,4,0,4]
[3642,"Gator Run Elementary",0,0,0,0,0,0,0]
[2851,"Griffing Elementary",0,0,0,0,0,0,0]
[592,"Hallandale Adult & Community",0,0,0,0,0,0,0]
[131,"Hallandale Elementary",4,3,0,0,1,0,4]
[403,"Hallandale High",0,0,0,0,0,0,0]
[491,"Harbordale Elementary",0,0,0,0,0,0,0]
[3131,"Hawkes Bluff Elementary",4,0,0,0,4,0,4]
[121,"Hollywood Central Elementary",0,0,0,0,0,0,0]
[111,"Hollywood Hills Elementary",4,4,0,0,0,0,4]
[1661,"Hollywood Hills High",4,4,0,0,0,0,4]
[1761,"Hollywood Park Elementary",0,0,0,0,0,0,0]
[2531,"Horizon Elementary",2,2,0,0,0,0,2]
[1971,"Hunt, James S. Elementary",0,0,0,0,0,0,0]
[3471,"Indian Ridge Middle",4,0,2,0,2,0,4]
[3181,"Indian Trace Elementary",4,4,0,0,0,0,4]
[1611,"King, Martin Luther Elementary",6,5,0,1,0,0,6]
[831,"Lake Forest Elementary",1,1,0,0,0,0,1]
[3591,"Lakeside Elementary",0,0,0,0,0,0,0]
[621,"Larkdale Elementary",8,8,0,0,0,0,8]
[1701,"Lauderdale Lakes Middle",4,1,3,0,0,0,4]
[431,"Lauderdale Manors Elementary",0,0,0,0,0,0,0]
[1391,"Lauderhill Middle",4,1,3,0,0,0,4]
[1381,"Lauderhill P.T. Elementary",0,0,0,0,0,0,0]
[1091,"Lloyd Estates Elementary",4,4,0,0,0,0,4]
[3101,"Lyons Creek Middle ",0,0,0,0,0,0,0]
[2741,"Maplewood Elementary ",0,0,0,0,0,0,0]
[1161,"Margate Elementary",9,9,0,0,0,0,9]
[581,"Margate Middle",2,2,0,0,0,0,2]
[1671,"Markham, Robert C. Elementary",0,0,0,0,0,0,0]
[3291,"Marshall, Thurgood Elementary",0,0,0,0,0,0,0]
[241,"McArthur High",8,8,0,0,0,0,8]
[1291,"McFatter Willliam T. Vo-Tech",0,0,0,0,0,0,0]
[841,"McNab Elementary",7,7,0,0,0,0,7]
[481,"McNicol Elementary",0,0,0,0,0,0,0]
[761,"Meadowbrook Elementary",9,9,0,0,0,0,9]
[531,"Miramar Elementary",0,0,0,0,0,0,0]
[1751,"Miramar High",1,1,0,0,0,0,1]
[1841,"Mirror Lake Elementary",4,4,0,0,0,0,4]
[2691,"Morrow Elementary",0,0,0,0,0,0,0]
[881,"New River Middle",0,0,0,0,0,0,0]
[2671,"Nob Hill Elementary",6,6,0,0,0,0,6]
[561,"Norcrest Elementary",3,3,0,0,0,0,3]
[521,"North Andrews Gardens Elementary",19,19,0,0,0,0,19]
[3651,"North Area School of Choice",9,9,0,0,0,0,9]
[1191,"North Fork Elementary",0,0,0,0,0,0,0]
[2231,"North Lauderdale Elementary",0,0,0,0,0,0,0]
[41,"North Side Elementary",2,2,0,0,0,0,2]
[1241,"Northeast Nigh",3,3,0,0,0,0,3]
[1282,"Nova Blanche Forman Elem (ESOL)",1,1,0,0,0,0,1]
[1271,"Nova Eisenhower D. D. Elementary",3,3,0,0,0,0,3]
[1281,"Nova High",0,0,0,0,0,0,0]
[1311,"Nova Middle",18,18,0,0,0,0,18]
[31,"Oakland Park Elementary",11,6,0,0,5,0,11]
[461,"Oakridge Elementary",0,0,0,0,0,0,0]
[471,"Oslen Middle",0,0,0,0,0,0,0]
[711,"Orange Brook Elementary",1,1,0,0,0,0,1]
[1831,"Oriole Elementary",0,0,0,0,0,0,0]
[3311,"Palm Cove Elementary",9,9,0,0,0,0,9]
[1131,"Palmview Elementary",0,0,0,0,0,0,0]
[3571,"Panther Run Elementary",8,8,0,0,0,0,8]
[1951,"Park Ridge Elementary",7,7,0,0,0,0,7]
[3171,"Park Springs Elementary",0,0,0,0,0,0,0]
[3781,"Park Trails Elementary",0,0,0,0,0,0,0]
[3631,"Parkside Elementary",0,0,0,0,0,0,0]
[701,"Parkway Middle",7,0,0,0,7,0,7]
[2071,"Pasadena Lakes Elementary",5,5,0,0,0,0,5]
[2661,"Pembroke Lakes Elementary",4,4,0,0,0,0,4]
[1221,"Pembroke Pines Elementary",4,0,0,0,4,0,4]
[1631,"Perry,  Annabel C. Elementary",2,2,0,0,0,0,2]
[1011,"Perry, Henry D. Middle",12,5,7,0,0,0,12]
[931,"Peters Elementary",6,6,0,0,0,0,6]
[653,"Pine Ridge Center",5,5,0,0,0,0,5]
[2861,"Pines Lakes Elementary",3,3,0,0,0,0,3]
[1881,"Pines Middle ",9,0,0,0,0,9,9]
[2811,"Pinewood Elementary",4,4,0,0,0,0,4]
[2571,"Pioneer Middle",1,0,0,0,1,0,1]
[1901,"Piper High",39,2,16,0,21,0,39]
[941,"Plantation Elementary",0,0,0,0,0,0,0]
[1251,"Plantation High ",14,0,14,0,0,0,14]
[551,"Plantation Middle",8,8,0,0,0,0,8]
[1251,"Plantation Park Elementary",1,1,0,0,0,0,1]
[751,"Pompano Beach Elementary",0,0,0,0,0,0,0]
[185,"Pompano Beach Institute for Intern",0,0,0,0,0,0,0]
[21,"Pompano Beach Middle",10,10,0,0,0,0,10]
[3121,"Quiet Waters Elementary",10,0,0,10,0,0,10]
[2721,"Ramblewood Elementary",2,2,0,0,0,0,2]
[2711,"Ramblewood Middle",6,6,0,0,0,0,6]
[2121,"Rickards Middle",4,0,4,0,0,0,4]
[2891,"Riverglades Elementary",0,0,0,0,0,0,0]
[151,"Riverland Elementary",0,0,0,0,0,0,0]
[3031,"Riverside Elementary",0,0,0,0,0,0,0]
[681,"Rock Island Elementary",0,0,0,0,0,0,0]
[1851,"Royal Palm Elementary",8,7,0,1,0,0,8]
[891,"Sanders Park Elementary",0,0,0,0,0,0,0]
[3061,"Sandpiper Elementary",7,7,0,0,0,0,7]
[3401,"Sawgrass Elementary",3,3,0,0,0,0,3]
[3431,"Sawgrass Springs Elementary",9,9,0,0,0,0,9]
[2871,"Sea Castle Elementary",0,0,0,0,0,0,0]
[601,"Seagull School",14,0,13,0,1,0,14]
[1891,"Seminole Middle",5,5,0,0,0,0,5]
[1811,"Sheridan Hills Elementary",0,0,0,0,0,0,0]
[1321,"Sheridan Park Elementary",0,0,0,0,0,0,0]
[1051,"Sheridan Vocational Center",0,0,0,0,0,0,0]
[3371,"Silver Lakes Elementary",6,6,0,0,0,0,6]
[2971,"Silver Lakes Middle",12,12,0,0,0,0,12]
[3491,"Silver Palms Elementary",0,0,0,0,0,0,0]
[3081,"Silver Ridge Elementary",2,2,0,0,0,0,2]
[3331,"Silver Trail Middle",16,0,16,0,0,0,16]
[405,"South Area Alternative Center",0,0,0,0,0,0,0]
[171,"South Broward High",0,0,0,0,0,0,0]
[2351,"South Plantation High",3,3,0,0,0,0,3]
[691,"Stirling Elementary",1,1,0,0,0,0,1]
[3011,"Stoneman Douglas, Marj. High",9,9,0,0,0,0,9]
[211,"Stranahan High",5,0,3,0,2,0,5]
[611,"Sunland Park Elementary",1,1,0,0,0,0,1]
[251,"Sunrise Middle",7,7,0,0,0,0,7]
[422,"Sunset School",0,0,0,0,0,0,0]
[1171,"Sunshine Elementary",4,2,0,0,0,2,4]
[2621,"Tamarac Elementary",0,0,0,0,0,0,0]
[2751,"Taravella, J. P. High",8,8,0,0,0,0,8]
[571,"Tedder Elementary",4,4,0,0,0,0,4]
[3151,"Tequesta Trace Middle",6,0,6,0,0,0,6]
[1021,"The Quest Center",0,0,0,0,0,0,0]
[1021,"Tradewinds Elementary",7,0,0,6,1,0,7]
[731,"Tropical Elementary",0,0,0,0,0,0,0]
[1621,"Village Elementary",12,9,3,0,0,0,12]
[321,"Walker Elementary",3,0,0,0,0,3,3]
[511,"Watkins Elementary",0,0,0,0,0,0,0]
[2881,"Welleby Elementary",3,3,0,0,0,0,3]
[161,"West Hollywood Elementayr",0,0,0,0,0,0,0]
[2681,"Westchester Elementary",4,4,0,0,0,0,4]
[2831,"Western High",0,0,0,0,0,0,0]
[2913,"Western High 10th Grade Center",16,16,0,0,0,0,16]
[3621,"Western High 9th Grade Center",9,9,0,0,0,0,9]
[2052,"Westpine Middle",9,7,0,0,0,2,9]
[631,"Westwood Heights Elementary",0,0,0,0,0,0,0]
[452,"Whiddon Rogers Education Center",0,0,0,0,0,0,0]
[1752,"Whispering Pines School",0,0,0,0,0,0,0]
[191,"Wilton Manors Elementary",0,0,0,0,0,0,0]
[991,"Wingate Oaks Center",0,0,0,0,0,0,0]
[3091,"Winston Park Elementary",8,8,0,0,0,0,8]
[3321,"Young, Virginia Shuman Elem",0,0,0,0,0,0,0]
[3001,"Young, Walter C. Middle",6,0,6,0,0,0,6]
[]
["2c2.","Broward Total",799,567,115,35,62,20,799]
[]
["2c3.","Plans for the use and location of leased facilities, relocatable units or permanent classrooms. (place each location on a separate line)"]
[null,"Location","# of leased classrooms 2001-02","Owner","FISH Stu. Sta.","# Years Leased ","# leased 2006-07","FISH Stu. Sta.","# Years Leased "]
[]
[2611,"Bair Middle",2,"Space Master",104,24,2,104,34]
[371,"Dillard High",1,"GE/R",27,10,1,27,15]
[861,"Driftwood Middle",11,"GE/R",597,126,7,405,113]
[null,null,2,"Resun Leasing",190,23,1,95,16]
[361,"Ely High",2,"GE/R",78,23,0,0,0]
[1901,"Piper High",6,"GE/R",162,61,6,162,91]
[1051,"Sheridan Vocational Center",1,"GE/R",95,10,1,95,15]
[]
[]
[641,"Bayview Elementary",null," "," "," "," "," "," "]
[null,"   Playfields / Portable Site",0,"City of Ft. Lauderdale",0,40,0,0,0]
[2981,"Country Isles Elementary",null," "," "," "," "," "," "]
[null,"   Playfields",0,"City of Weston",0,40,0,0,0]
[3441,"Eagle Ridge Elementary"," "]
[null,"   Playfields",0,"City of Coral Springs",0,40,0,0,0]
[3631,"Elementary \"M-91\" ",null," "," ",null," "," "," "]
[null,"   School site",0,"City of Coral Springs",0,50,0,0,0]
[3181,"Indian Trace Elementary",null," "," "," "," "," "," "]
[null,"   Playfields",0,"City of Weston",0,30,0,0,0]
[3101,"Middle School \"HH\""]
[null,"   Playfields",0,"City of Coconut Creek",0,50,0,0,0]
[1901,"Piper High School",null," "," "," "," "," "," "]
[null,"   Athletic Fields",0,"City of Sunrise",0,30,0,0,0]
[941,"Plantation Elementary",null," "," "," "," "," "," "]
[null,"   Playfields",0,"City of Plantation",0,20,0,0,0]
[3031,"Riverside Elementary"]
[null,"   Playfields",0,"City of Coral Springs",0,40,0,0,0]
[2621,"Tamarac Elementary"]
[null,"   Playfields",0,"City ofTamarac",0,40,0,0,0]
[2621,"Tamarac Elemementary",null," "," "," "," "," "," "]
[null,"   Multi-purpose Building",0,"City ofTamarac",0,50,0,0,0]
[2621,"Tamarac Elementary"," ",null," "," "," "," "," "]
[null,"   Multi-purpose classrooms",2,"City ofTamarac",0,1,0,0,0]
[3001,"Walter C. Young"," "," "," "," "," "," "," "]
[null,"   Middle school site",0,"City of Pem. Pines",0,50,0,0,0]
[]
[]
["2c3.","Broward Total",27,null,1253,758,18,888,284]
[]
["2c4.","Plans for the use and location of Charter Schools, list current and PROJECTED.  (place each Charter School/location on a separate line)",{"$nulls":6},"Total charter students "]
[null,"Location-Type","# relocatable units or permanent classrooms ","Owner","Year Started","Student Stations","Students Enrolled","Years in Contract","projected for 2005-06"]
[null,"City of Pemb. Pines Charter Elementary",30,"City of Pembroke Pines","98/99",1800,1786,15,1786]
[null,"Central Charter"," 7 to 10","Assistance Unlimited Foundation, Rosa Lawson","97/98",630,566,10,566]
[null,"Chancellor @ North Lauderdale",null,"Learning Excellence Foundation of East Broward"," 01/02",600,470,15,470]
[null,"Chancellor @ N Lauderdale Middle",null,"Learning Excellence Foundation of East Broward"," 01/02",600,150,15,150]
[null,"Chancellor @ Weston",null,"Learning Excellence Foundation of West Broward"," 01/02",950,890,15,890]
[null,"Chancellor @ N. Broward",null,"Charter Foundation of North Broward","Deferred to 03/04",750,0,15,0]
[null,"Chancellor @ S. Broward",null,"Charter Foundation of South Broward","Deferred to 03/04",750,0,15,0]
[null,"Charter Foundation \"C\"",null,"The Charter Foundation, Inc.","Deferred to 03/04",1050,0,15,0]
[null,"Charter Foundation \"D\"",null,"The Charter Foundation, Inc.","Deferred to 03/04",1050,0,15,0]
[null,"Charter Foundation Academy East",null,"The Charter Foundation, Inc.","Deferred to 03/04",600,0,15,0]
[null,"Charter School of Excellence","4 classrooms/ 2 relocatables","Charter School of Excellence, Inc., Hamilton Forman","97/98",310,293,10,293]
[null,"Eagle Academy",null,"Lauderdale Lakes Academy, Inc.","Deferred to 03/04",560,0,15,0]
[null,"North Broward Acad. of Excellence",null,"The Charter Foundation, Inc."," 01/02",250,184,15,184]
[null,"Performing Arts Inst.",null,"Tutoring Corner, Inc.","Deferred to 03/04",200,0,15,0]
[null,"Sommerset Ngh. School","2 relocatables/ plus 2 classrooms (8/98)","Somerset Academy, Inc.","97/98",75,75,10,75]
[null,"City of N. Laud. Charter","Not known at this date","City of North Lauderdale","98/99",874,848,15,848]
[null,"Smart School","11 to 14","Edward Miller Smart School","98/99",385,348,10,348]
[null,"Smart School High",null,"Edward Miller Smart School","Deferred to 03/04",1000,0,15,0]
[null,"Coral Springs Charter",68,"City of Coral Springs","99/00",1600,1591,15,1591]
[null,"Charter School Institute Training Center","2 classrooms / 3 relocatables","Joseph Valbrun","99/00",100,33,10,33]
[null,"City of Pembroke Pines Charter Middle",21,"City of Pembroke Pines","99/00",1200,1189,15,1189]
[null,"City of Pembroke Pines",null,"City of Pembroke Pines","00/01",1200,1214,15,1214]
[null,"Somerset  Academy","10 relocatables","Somerset Academy, Inc.","00/01",825,795,10,795]
[null,"Somerset Academy Middle",null,"Somerset Academy, Inc."," 01/02",300,283,15,283]
[null,"Somerset Academy High",null,"Somerset Academy, Inc."," 02/03",75,80,15,80]
[null,"Parkway Academy",null,"The Automotive Technical Charter High School of Florida"," 01/02",650,443,null,443]
[null,"Somerset Acdademy Davie Charter",null,"Somerset Academy, Inc.","Deferred to 03/04",800,0,15,0]
[null,"Charter Institute Annex",null,"Joseph Valbrun","00/01",350,275,10,275]
["2c4.","BROWARD Total",162,null,null,19534,11513,370,11513]
[]
["2d.","Plans for multitrack scheduling, grade level organization, block scheduling, or other alternatives that reduce the need for permanent student stations."]
{"$rows_empty":66}
["2e.","Average Class Size (5 years out -- 2006-07) that will result if the district facilities work plan is fully implemented."]
[null,"NOTE: You are no longer required to exclude exceptional student education classes or prekindergarten classes.",null,null,null,"Actual Average","Projected","New Rooms to","Projected Average"]
[null,"Location","(ESE & PreK excluded) # CLASSROOMS","Capacity (NOT Stu Sta)","2001-02 CO-FTE","2001-02 Class size","2006-07 CO-FTE","be added (removed)","2006-07 Class size"]
[1791,"Apollo Middle",49,1469,1340,27.35,1527,11,25.45,null,1340]
[2511,"Atlantic West Elementary",38,829,843,22.18,1051,-4,30.91,null,843]
[343,"Attucks Middle",60,1581,877,14.62,1282,0,21.37,null,877]
[2611,"Bair Middle",56,1825,1565,27.95,1862,0,33.25,null,1565]
[2001,"Banyan Elementary",41,941,920,22.44,929,-6,26.54,null,920]
[641,"Bayview Elementary",31,793,432,13.94,610,-4,22.59,null,432]
[201,"Bennett Elementary",29,650,342,11.79,525,-2,19.44,null,342]
[341,"Bethune, Mary M. Elementary",49,1273,892,18.2,1086,7,19.39,null,892]
[971,"Boulevard Heights Elementary",41,1003,859,20.95,1017,0,24.8,null,859]
[1741,"Anderson, Boyd H. High",106,3328,2379,22.44,2958,-12,31.47,null,2379]
[811,"Broadview Elementary",40,1074,791,19.78,980,4,22.27,null,791]
[501,"Broward Estates Elementary",36,781,634,17.61,837,-1,23.91,null,634]
[1382,"Castle Hill Annex",16,436,400,25,0,-16,null,null,400]
[1461,"Castle Hill Elementary",31,881,654,21.1,769,-4,28.48,null,654]
[2641,"Central Park Elementary",43,1009,1036,24.09,1319,8,25.86,null,1036]
[3771,"Challenger Elementary School (F-91)",41,1115,856,20.88,1123,0,27.39,null,856]
[2961,"Chapel Trail Elementary",55,1410,1236,22.47,1515,-4,29.71,null,1236]
[301,"Drew Resource Center",27,747,504,18.67,701,0,25.96,null,504]
[1421,"Coconut Creek Elementary",41,1009,972,23.71,1087,0,26.51,null,972]
[1681,"Coconut Creek High",98,2510,2262,23.08,3013,-9,33.85,null,2262]
[3741,"Coconut Palm Elementary \"E-6\"",43,1100,1108,25.77,1352,0,31.44,null,1108]
[231,"Colbert Elementary",34,996,640,18.82,710,3,19.19,null,640]
[331,"Collins Elementary",17,496,201,11.82,358,0,21.06,null,201]
[1211,"Cooper City Elementary",37,895,831,22.46,1000,-1,27.78,null,831]
[1931,"Cooper City High",81,2237,2077,25.64,2503,7,28.44,null,2077]
[3041,"Coral Park Elementary",41,908,788,19.22,938,-2,24.05,null,788]
[2551,"Coral Springs Elementary",37,855,774,20.92,879,-1,24.42,null,774]
[1151,"Coral Springs High",96,2821,2525,26.3,3008,-2,32,null,2525]
[2561,"Coral Springs Middle",54,1734,1435,26.57,1232,-3,24.16,null,1435]
[3111,"Country Hills Elementary",48,1126,988,20.58,1179,-10,31.03,null,988]
[2981,"Country Isles Elementary",38,865,663,17.45,1128,0,29.68,null,663]
[901,"Cresthaven Elementary",38,855,708,18.63,959,0,25.24,null,708]
[221,"Croissant Park Elementary",46,1130,671,14.59,917,-7,23.51,null,671]
[3623,"Cypress Bay High \"HHH\"",115,2710,0,0,3907,0,33.97,null,0]
[2123,"Cypress Run Alternative / Exceptional Center",8,180,12,1.5,806,5,62,null,12]
[1871,"Crystal Lake Community Middle",62,1727,1405,22.66,1663,-4,28.67,null,1405]
[1781,"Cypress Elementary",31,819,576,18.58,806,4,23.03,null,576]
[11,"Deerfield Beach Elementary",34,1042,1384,40.71,977,0,28.74,null,1384]
[101,"Dania Elementary",35,806,583,16.66,906,-3,28.31,null,583]
[2801,"Davie Elementary",40,1030,762,19.05,1069,-4,29.69,null,762]
[11,"Deerfield Beach Elementary",34,1042,841,24.74,977,0,28.74,null,841]
[1711,"Deerfield Beach High",83,2718,2567,30.93,3266,18,32.34,null,2567]
[911,"Deerfield Beach Middle",64,1741,953,14.89,1696,0,26.5,null,953]
[391,"Deerfield Park Elementary",36,942,644,17.89,947,0,26.31,null,644]
[271,"Dillard Elementary",42,1005,562,13.38,663,0,15.79,null,562]
[371,"Dillard High",136,3780,2226,16.37,2772,-6,21.32,null,2226]
[3011,"Stoneman Douglas High",104,3689,3295,31.68,4460,-9,46.95,null,3295]
[721,"Driftwood Elementary",40,1061,620,15.5,671,-4,18.64,null,620]
[861,"Driftwood Middle",60,1853,1455,24.25,1679,9,24.33,null,1455]
[3461,"Eagle Point Elementary",51,1249,1279,25.08,1277,-4,27.17,null,1279]
[3441,"Eagle Ridge Elementary",44,1130,896,20.36,1289,0,29.3,null,896]
[361,"Blanche Ely High",88,2431,2358,26.8,3301,-2,38.38,null,2358]
["TBA","Elementary \"Y\"",0,0,0,null,1094,41,26.68,null,0]
[3191,"Embassy Creek Elementary",40,898,818,20.45,1018,-3,27.51,null,818]
[2942,"Everglades Elementary",44,1317,1140,25.91,1427,0,32.43,null,1140]
[1641,"Fairway Elementary",40,935,905,22.63,1004,-2,26.42,null,905]
[3622,"Falcon Cove Middle \"KK\"",80,1959,1718,21.48,2451,0,30.64,null,1718]
[2541,"Flamingo Elementary",37,902,649,17.54,899,-3,26.44,null,649]
[3391,"Flanagan, Charles High",102,3543,4634,45.43,5905,-1,58.47,null,4634]
[851,"Floranada Elementary",41,1115,750,18.29,1144,0,27.9,null,750]
[3051,"Forest Glen Middle",56,1468,1281,22.88,1473,-6,29.46,null,1281]
[2631,"Forest Hills Elementary",36,829,691,19.19,952,0,26.44,null,691]
[921,"Foster, Stephen Elementary",28,811,564,20.14,1925,-1,71.3,null,564]
[3531,"Fox Trail Elementary",45,1145,1070,23.78,842,-4,20.54,null,1070]
[951,"Fort Lauderdale High",79,1982,1544,19.54,1925,22,19.06,null,1544]
[3642,"Gator Run Elementary",44,1555,1278,29.05,1644,0,37.36,null,1278]
[2851,"Griffin Elementary",35,852,670,19.14,855,0,24.43,null,670]
[491,"Harbordale Elementary",21,515,1017,48.43,537,0,25.57,null,1017]
[403,"Hallandale High",70,1833,1369,19.56,1877,2,26.07,null,1369]
[491,"Harbordale Elementary",21,515,387,18.43,537,0,25.57,null,387]
[3131,"Hawkes Bluff Elementary",42,1154,916,21.81,994,-4,26.16,null,916]
[3681,"High School FFF",0,0,0,null,1529,60,25.48,null,0]
[3541,"High School \"GGG\"",0,0,0,null,1476,60,24.6,null,0]
["TBA","High School \"III\"",0,0,0,null,2875,115,25,null,0]
[3861,"High School \"JJJ\"",0,0,0,null,2031,80,25.39,null,0]
["TBA","High School \"LLL\"",0,0,0,null,2875,115,25,null,0]
["TBA","High School \"MMM\"",0,0,0,null,2462,115,21.41,null,0]
[121,"Hollywood Central Elementary",39,879,1031,26.44,1180,0,30.26,null,1031]
[111,"Hollywood Hills Elementary",33,779,739,22.39,989,8,24.12,null,739]
[1661,"Hollywood Hills High",80,1953,2027,25.34,2498,20,24.98,null,2027]
[1761,"Hollywood Park Elementary",33,806,501,15.18,665,0,20.15,null,501]
[2531,"Horizon Elementary",34,788,956,28.12,1080,-2,33.75,null,956]
[1971,"Hunt, James S. Elementary",37,855,765,20.68,993,0,26.84,null,765]
[3471,"Indian Ridge Middle",75,2012,1882,25.09,2126,-4,29.94,null,1882]
[3181,"Indian Trace Elementary",44,1066,995,22.61,1052,-4,26.3,null,995]
[831,"Lake Forest Elementary",34,984,651,19.15,920,7,22.44,null,651]
[3591,"Lakeside Elementary",42,1023,962,22.9,1172,0,27.9,null,962]
[621,"Larkdale Elementary",41,1007,755,18.41,871,-8,26.39,null,755]
[1701,"Lauderdale Lakes Middle",52,1321,1093,21.02,1284,-4,26.75,null,1093]
[431,"Lauderdale Manors Elementary",40,1010,744,18.6,867,0,21.68,null,744]
[1391,"Lauderhill Middle",53,1460,1022,19.28,1200,-4,24.49,null,1022]
[1381,"Lauderhill, P. T. Elementary",44,1130,858,19.5,1034,0,23.5,null,858]
[3821,"Liberty Elementary \"O\"",40,0,1115,27.88,1209,0,30.23,null,1115]
[1091,"Lloyd Estates Elementary",33,847,612,18.55,746,-4,25.72,null,612]
[3101,"Lyons Creek Middle \"HH\"",51,1730,1595,31.27,2213,0,43.39,null,1595]
[2741,"Maplewood Elementary",35,897,788,22.51,1008,0,28.8,null,788]
[3831,"Manatee Bay Elementary \"P\"",40,0,1115,27.88,1251,0,31.28,null,1115]
[1161,"Margate Elementary",44,1397,1007,22.89,1169,-9,33.4,null,1007]
[581,"Margate Middle",60,1370,1081,18.02,1062,10,15.17,null,1081]
[1671,"Markham, Robert Elementary",31,808,499,16.1,754,0,24.32,null,499]
[241,"McArthur High",74,2252,2221,30.01,2535,4,32.5,null,2221]
[841,"McNab Elementary",43,993,644,14.98,754,-7,20.94,null,644]
[481,"McNicol Middle",71,1724,1431,20.15,1712,0,24.11,null,1431]
[761,"Meadowbrook Elementary",30,798,488,16.27,660,-1,22.76,null,488]
[3881,"Middle \"NN\"",0,0,0,null,1832,70,26.17,null,0]
["TBA","Middle \"OO\"",0,0,0,null,1755,70,25.07,null,0]
[3702,"Middle School \"GG\"",0,0,0,null,1455,58,25.09,null,0]
[3611,"Westglades Middle \"LL\"",70,0,1730,24.71,1485,0,21.21,null,1730]
["TBA","Middle \"PP\"",0,0,0,null,1730,70,24.71,null,0]
[3772,"Millennium Middle \"II\"",55,0,1355,24.64,1437,0,26.13,null,1355]
[531,"Miramar Elementary",36,908,736,20.44,848,0,23.56,null,736]
[1751,"Miramar High",81,2208,2107,26.01,2717,23,26.13,null,2107]
[1841,"Mirror Lake Elementary",34,910,636,18.71,856,-4,28.53,null,636]
[1611,"King, Martin Luther Elementary",39,1092,733,18.79,889,-6,26.94,null,733]
[2691,"Morrow Elementary",36,858,667,18.53,848,0,23.56,null,667]
[3671,"New Renaissance Middle \"MM\"",70,0,1730,24.71,1466,0,20.94,null,1730]
[881,"New River Middle",64,1841,1525,23.83,1987,0,31.05,null,1525]
[521,"North Andrews Gardens Elementary",41,1067,854,20.83,890,-7,26.18,null,854]
[2231,"North Lauderdale Elementary",36,1512,808,22.44,1187,0,32.97,null,808]
[2671,"Nob Hill Elementary",37,930,711,19.22,945,6,21.98,null,711]
[561,"Norcrest Elementary",33,1377,755,22.88,800,-3,26.67,null,755]
[1191,"North Fork Elementary",35,854,393,11.23,565,4,14.49,null,393]
[41,"North Side Elementary",28,662,515,18.39,656,-2,25.23,null,515]
[1241,"Northeast High",85,1995,1928,22.68,2443,9,25.99,null,1928]
[1271,"Nova Eisenhower Elementary",41,979,803,19.59,980,3,22.27,null,803]
[1282,"Nova Blanche Forman Elementary",39,1255,816,20.92,980,5,22.27,null,816]
[1281,"Nova High",64,2350,1672,26.13,2100,12,27.63,null,1672]
[1311,"Nova Middle",61,1500,1224,20.07,1500,-1,25,null,1224]
[31,"Oakland Park Elementary",29,696,574,19.79,739,-5,30.79,null,574]
[461,"Oakridge Elementary",35,810,685,19.57,884,12,18.81,null,685]
[471,"Olsen Middle",77,1952,1647,21.39,1891,0,24.56,null,1647]
[711,"Orange Brook Elementary",36,761,704,19.56,729,-1,20.83,null,704]
[1831,"Oriole Elementary",25,1112,695,27.8,653,0,26.12,null,695]
[3311,"Palm Cove Elementary",44,1019,1087,24.7,1233,3,26.23,null,1087]
[1131,"Palmview Elementary",25,679,496,19.84,683,0,27.32,null,496]
[3571,"Panther Run Elementary",49,1259,1200,24.49,969,-8,23.63,null,1200]
[1951,"Park Ridge Elementary",29,1088,636,21.93,650,-3,25,null,636]
[3171,"Park Springs Elementary",35,840,747,21.34,979,6,23.88,null,747]
[3781,"Park Trails Elementary \"D-6\"",41,1115,629,15.34,1089,0,26.56,null,629]
[3631,"Parkside Elementary \"M-91\"",44,1100,990,22.5,1282,0,29.14,null,990]
[701,"Parkway Middle",84,2107,1563,18.61,1697,-7,22.04,null,1563]
[2071,"Pasadena Lakes Elementary",41,910,764,18.63,917,1,21.83,null,764]
[2661,"Pembroke Lakes Elementary",37,920,734,19.84,669,-4,20.27,null,734]
[1221,"Pembroke Pines Elementary",42,869,739,17.6,875,-4,23.03,null,739]
[1631,"Perry, Annabel Elementary",31,916,650,20.97,903,10,22.02,null,650]
[1011,"Perry, Henry D. Middle",64,1809,1426,22.28,1417,-12,27.25,null,1426]
[931,"Peters Elementary",41,1004,803,19.59,928,2,21.58,null,803]
[2861,"Pines Lakes Elementary",38,968,930,24.47,1088,-3,31.09,null,930]
[1881,"Pines Middle",47,1604,1566,33.32,1458,-9,38.37,null,1566]
[2811,"Pinewood Elementary",42,1113,921,21.93,1255,-4,33.03,null,921]
[2571,"Pioneer Middle",58,1634,1424,24.55,1453,-1,25.49,null,1424]
[1901,"Piper High",117,4212,2974,25.42,3913,-39,50.17,null,2974]
[941,"Plantation Elementary",41,1115,760,18.54,1022,0,24.93,null,760]
[1451,"Plantation High",98,3123,2491,25.42,3119,-14,37.13,null,2491]
[551,"Plantation Middle",51,1234,1169,22.92,1407,8,23.85,null,1169]
[1251,"Plantation Park Elementary",30,754,526,17.53,682,-1,23.52,null,526]
[751,"Pompano Beach Elementary",33,798,587,17.79,647,0,19.61,null,587]
[21,"Pompano Beach Middle",49,1272,1147,23.41,1492,-2,31.74,null,1147]
[185,"Pompano Beach High School Institute of International Studies",19,1551,609,32.05,1213,0,63.84,null,609]
[3121,"Quiet Waters Elementary",45,1085,1050,23.33,1209,-10,34.54,null,1050]
[2721,"Ramblewood Elementary",39,923,970,24.87,1153,2,28.12,null,970]
[2711,"Ramblewood Middle",56,1735,1476,26.36,1424,6,22.97,null,1476]
[2121,"Rickards Middle",40,1296,1204,30.1,1481,-4,41.14,null,1204]
[2891,"Riverglades Elementary",36,853,824,22.89,1058,0,29.39,null,824]
[151,"Riverland Elementary",34,830,519,15.26,655,0,19.26,null,519]
[3031,"Riverside Elementary",38,1044,923,24.29,1062,0,27.95,null,923]
[681,"Rock Island Elementary",27,683,407,15.07,738,0,27.33,null,407]
[1851,"Royal Palm Elementary",42,1298,881,20.98,1114,4,24.22,null,881]
[891,"Sanders Park Elementary",29,1035,519,17.9,739,0,25.48,null,519]
[3061,"Sandpiper Elementary",45,984,900,20,1001,1,21.76,null,900]
[3401,"Sawgrass Elementary",42,962,879,20.93,1223,-3,31.36,null,879]
[3431,"Sawgrass Springs Middle",61,1693,1468,24.07,1341,-9,25.79,null,1468]
[2871,"Sea Castle Elementary",35,840,762,21.77,922,0,26.34,null,762]
[1891,"Seminole Middle",48,1670,1086,22.63,1386,-5,32.23,null,1086]
[1811,"Sheridan Hills Elementary",24,930,532,22.17,689,0,28.71,null,532]
[1321,"Sheridan Park Elementary",35,894,680,19.43,852,0,24.34,null,680]
[1051,"Sheridan Technical Center",66,1101,122,1.85,0,0,0,null,122]
[3371,"Silver Lakes Elementary",60,1490,1490,24.83,1235,-6,22.87,null,1490]
[2971,"Silver Lakes Middle",65,1989,1495,23,1278,0,19.66,null,1495]
[3491,"Silver Palms Elementary",48,1305,1293,26.94,1390,0,28.96,null,1293]
[3081,"Silver Ridge Elementary",39,924,814,20.87,1053,-2,28.46,null,814]
[3331,"Silver Trail Middle",81,1881,1907,23.54,2851,-16,43.86,null,1907]
[171,"South Broward High",77,2778,1916,24.88,2590,0,33.64,null,1916]
[2351,"South Plantation High",93,2491,2237,24.05,2263,9,22.19,null,2237]
[691,"Stirling Elementary",36,897,743,20.64,980,5,23.9,null,743]
[211,"Stranahan High",88,2356,1879,21.35,2318,7,24.4,null,1879]
[611,"Sunland Park Elementary",29,703,400,13.79,497,-1,17.75,null,400]
[251,"Sunrise Middle",57,1573,1224,21.47,1566,-7,31.32,null,1224]
[1171,"Sunshine Elementary",38,1123,854,22.47,1062,-4,31.24,null,854]
[2621,"Tamarac Elementary",41,1154,902,22,1043,0,25.44,null,902]
[2751,"Taravella J P High",90,3552,2651,29.46,3245,-8,39.57,null,2651]
[571,"Tedder Elementary",35,771,810,23.14,989,8,23,null,810]
[3151,"Tequesta Trace Middle",62,1627,1406,22.68,1522,-6,27.18,null,1406]
[3291,"Marshall, Thurgood Elementary",37,882,758,20.49,978,0,26.43,null,758]
[3481,"Tradewinds Elementary",55,1337,1360,24.73,1154,-7,24.04,null,1360]
[731,"Tropical Elementary",34,969,775,22.79,1054,0,31,null,775]
[1621,"Village Elementary",47,1445,969,20.62,921,-12,26.31,null,969]
[3321,"Young, Virginia S. Elementary",36,838,583,16.19,936,0,26,null,583]
[321,"Walker Elementary",35,1321,805,23,1011,9,22.98,null,805]
[3001,"Young, Walter C. Middle",59,2109,1730,29.32,1959,-6,36.96,null,1730]
[511,"Watkins Elementary",41,1040,788,19.22,1058,0,25.8,null,788]
[2881,"Welleby Elementary",40,930,888,22.2,1051,3,24.44,null,888]
[161,"West Hollywood Elementary",34,830,710,20.88,906,0,26.65,null,710]
[2691,"Morrow Elementary",36,858,1053,29.25,848,0,23.56,null,1053]
[2831,"Western High",79,2144,3856,48.81,2302,24,22.35,null,3856]
[2052,"Westpine Middle",59,1428,1790,30.34,1485,-9,29.7,null,1790]
[631,"Westwood Heights Elementary",41,1030,641,15.63,789,0,19.24,null,641]
[191,"Wilton Manors Elementary",33,835,452,13.7,699,0,21.18,null,452]
[3091,"Winston Park Elementary",43,1067,1178,27.4,1086,0,25.26,null,1178]
[]
["2e.","Broward Total",9546,253029,213729,22.39,280694,735,23.28]
[]
["2f.","The number and percentage of district students (CO-FTE) planned to be educated in relocatable facilities during each year."]
[]
[null,"Site                              ",null,"2002-03 ","2003-04 ","2004-05","2005-06","2006-07","5 YEAR AVERAGE"]
[1741,"Anderson, Boyd H. High",null,0,0,0,0,0,0]
[1791,"Apollo Middle",null,0,0,0,0,0,0]
[2221,"Atlantic Technical Center",null,51,51,51,51,51,51]
[2511,"Atlantic West Elementary",null,152,0,0,0,0,30.4]
[343,"Attucks Middle",null,0,0,0,0,0,0]
[2611,"Bair Middle",null,548,548,141,141,141,303.8]
[2001,"Banyan Elementary",null,64,64,64,64,64,64]
[641,"Bayview Elementary",null,270,270,270,270,270,270]
[201,"Bennett Elementary",null,0,0,0,0,0,0]
[341,"Bethune, Mary M. Elementary",null,407,407,407,407,407,407]
[971,"Boulevard Heights Elementary",null,0,0,0,0,0,0]
[871,"Bright Horizons Center",null,0,0,0,0,0,0]
[811,"Broadview Elementary",null,0,0,0,0,0,0]
[501,"Broward Estates Elementary",null,184,184,184,184,184,184]
[1382,"Castel Hill Annex",null,0,0,0,0,0,0]
[1461,"Castle Hill Elementary",null,260,260,114,114,114,172.4]
[2641,"Central Park Elementary",null,0,0,0,0,0,0]
[3771,"Challenger Elementary",null,0,0,0,0,0,0]
[2961,"Chapel Trail Elementary",null,230,230,230,230,230,230]
[1421,"Coconut Creek Elementary",null,0,0,0,0,0,0]
[1681,"Coconut Creek High",null,0,0,0,0,0,0]
[3741,"Coconut Palm Elementary",null,0,0,0,0,0,0]
[231,"Colbert Elementary",null,127,127,127,127,127,127]
[331,"Collins Elementary",null,65,65,65,65,65,65]
[1211,"Cooper City Elementary",null,38,38,38,38,38,38]
[1931,"Cooper City High",null,197,0,0,0,0,39.4]
[3041,"Coral Park Elementary",null,38,38,38,38,38,38]
[2551,"Coral Springs Elementary",null,70,70,70,32,32,54.8]
[1151,"Coral Springs High",null,91,91,91,91,91,91]
[2561,"Coral Springs Middle",null,65,65,65,65,65,65]
[3111,"Country Hills Elementary",null,114,114,114,114,114,114]
[2981,"Country Isles Elementary",null,38,38,38,38,38,38]
[901,"Cresthaven Elementary",null,0,0,0,0,0,0]
[221,"Croissant Park Elementary",null,190,190,190,190,190,190]
[3222,"Cross Creek School ",null,190,190,190,190,190,190]
[1871,"Crystal Lake Middle ",null,90,90,90,90,90,90]
[1781,"Cypress Elementary",null,0,0,0,0,0,0]
[2123,"Cypress Run Alt Center",null,0,0,0,0,0,0]
[1071,"Dandy, William Middle",null,0,0,0,0,0,0]
[101,"Dania Elementary",null,114,114,114,38,38,83.6]
[2801,"Davie Elementary",null,102,102,102,102,0,81.6]
[11,"Deerfield Beach Elementary",null,96,96,96,96,96,96]
[1711,"Deerfield Beach High",null,146,146,146,146,146,146]
[911,"Deerfield Beach Middle",null,0,0,0,0,0,0]
[391,"Deerfield Park Elementary",null,0,0,0,0,0,0]
[271,"Dillard Elementary",null,76,76,76,76,76,76]
[371,"Dillard High",null,27,27,27,27,27,27]
[3221,"Drew, Charles Elementary",null,0,0,0,0,0,0]
[302,"Drew, Charles Family Resource Center",null,507,507,507,507,507,507]
[null,"Drew Resource Teen Parent Prog",null,0,0,0,0,0,0]
[721,"Driftwood Elementary",null,152,152,152,152,152,152]
[861,"Driftwood Middle",null,500,500,500,500,500,500]
[3461,"Eagle Point Elementary",null,152,0,0,0,0,30.4]
[3441,"Eagle Ridge Elementary",null,0,0,0,0,0,0]
[361,"Ely High",null,0,0,0,0,0,0]
[3191,"Embassy Creek Elementary",null,0,0,0,0,0,0]
[2942,"Everglades Elementary",null,37,37,37,37,37,37]
[1641,"Fairway Elementary",null,96,96,96,96,96,96]
[3622,"Falcon Cove Middle",null,427,300,300,300,300,325.4]
[2541,"Flamingo Elementary",null,323,323,95,95,95,186.2]
[3391,"Flanagan, Charles W. High",null,238,238,238,238,238,238]
[3513,"Flanagan High 9th Grade Center",null,987,987,987,987,987,987]
[851,"Floranada Elementary",null,0,0,0,0,0,0]
[3051,"Forest Glen Middle",null,180,180,180,0,0,108]
[2631,"Forest Hills Elementary",null,0,0,0,0,0,0]
[951,"Fort Lauderdale High",null,81,27,27,27,27,37.8]
[921,"Foster, Stephen Elementary",null,95,95,0,0,0,38]
[3531,"Fox Trail Elementary",null,166,166,166,0,0,99.6]
[3642,"Gator Run Elementary",null,38,38,38,38,38,38]
[2851,"Griffing Elementary",null,0,0,0,0,0,0]
[592,"Hallandale Adult & Community",null,427,427,427,427,427,427]
[131,"Hallandale Elementary",null,152,152,152,114,114,136.8]
[403,"Hallandale High",null,0,0,0,0,0,0]
[491,"Harbordale Elementary",null,0,0,0,0,0,0]
[3131,"Hawkes Bluff Elementary",null,260,260,260,114,114,201.6]
[121,"Hollywood Central Elementary",null,95,95,95,95,95,95]
[111,"Hollywood Hills Elementary",null,224,224,224,224,224,224]
[1661,"Hollywood Hills High",null,0,0,0,0,0,0]
[1761,"Hollywood Park Elementary",null,0,0,0,0,0,0]
[2531,"Horizon Elementary",null,32,32,32,32,32,32]
[1971,"Hunt, James S. Elementary",null,0,0,0,0,0,0]
[3471,"Indian Ridge Middle",null,164,90,90,30,30,80.8]
[3181,"Indian Trace Elementary",null,178,178,178,178,178,178]
[1611,"King, Martin Luther Elementary",null,32,32,0,0,0,12.8]
[831,"Lake Forest Elementary",null,165,165,165,165,165,165]
[3591,"Lakeside Elementary",null,38,38,38,38,38,38]
[621,"Larkdale Elementary",null,0,0,0,0,0,0]
[1701,"Lauderdale Lakes Middle",null,90,0,0,0,0,18]
[431,"Lauderdale Manors Elementary",null,0,0,0,0,0,0]
[1391,"Lauderhill Middle",null,212,122,122,122,122,140]
[1381,"Lauderhill P.T. Elementary",null,0,0,0,0,0,0]
[1091,"Lloyd Estates Elementary",null,32,32,32,32,32,32]
[3101,"Lyons Creek Middle ",null,0,0,0,0,0,0]
[2741,"Maplewood elementary ",null,358,358,358,358,358,358]
[1161,"Margate Elementary",null,0,0,0,0,0,0]
[581,"Margate Middle",null,30,30,30,30,30,30]
[1671,"Markham, Robert C. Elementary",null,0,0,0,0,0,0]
[3291,"Marshall, Thurgood Elementary",null,0,0,0,0,0,0]
[241,"McArthur High",null,38,38,38,38,38,38]
[1291,"McFatter Willliam T. Vo-Tech",null,95,95,95,95,95,95]
[841,"McNab Elementary",null,0,0,0,0,0,0]
[481,"McNicol Elementary",null,0,0,0,0,0,0]
[761,"Meadowbrook Elementary",null,0,0,0,0,0,0]
[531,"Miramar Elementary",null,0,0,0,0,0,0]
[1751,"Miramar High",null,0,0,0,0,0,0]
[1841,"Mirror Lake Elementary",null,0,0,0,0,0,0]
[2691,"Morrow Elementary",null,0,0,0,0,0,0]
[881,"New River Middle",null,30,30,30,30,30,30]
[2671,"Nob Hill Elementary",null,0,0,0,0,0,0]
[561,"Norcrest Elementary",null,32,32,32,32,32,32]
[521,"North Andrews Gardens Elementary",null,0,0,0,0,0,0]
[3651,"North Area School of Choice",null,0,0,0,0,0,0]
[1191,"North Fork Elementary",null,0,0,0,0,0,0]
[2231,"North Lauderdale Elementary",null,76,76,76,76,76,76]
[41,"North Side Elementary",null,0,0,0,0,0,0]
[1241,"Northeast Nigh",null,0,0,0,0,0,0]
[1282,"Nova Blanche Forman Elem (ESOL)",null,128,128,128,128,128,128]
[1271,"Nova Eisenhower D. D. Elementary",null,76,76,76,76,76,76]
[1281,"Nova High",null,0,0,0,0,0,0]
[1311,"Nova Middle",null,60,60,60,60,60,60]
[31,"Oakland Park Elementary",null,210,210,210,0,0,126]
[461,"Oakridge Elementary",null,0,0,0,0,0,0]
[471,"Oslen Middle",null,0,0,0,0,0,0]
[711,"Orange Brook Elementary",null,32,32,32,32,32,32]
[1831,"Oriole Elementary",null,0,0,0,0,0,0]
[3311,"Palm Cove Elementary",null,0,0,0,0,0,0]
[1131,"Palmview Elementary",null,0,0,0,0,0,0]
[3571,"Panther Run Elementary",null,0,0,0,0,0,0]
[1951,"Park Ridge Elementary",null,38,38,38,38,38,38]
[3171,"Park Springs Elementary",null,0,0,0,0,0,0]
[3781,"Park Trails Elementary",null,0,0,0,0,0,0]
[3631,"Parkside Elementary",null,0,0,0,0,0,0]
[701,"Parkway Middle",null,347,347,347,0,0,208.2]
[2071,"Pasadena Lakes Elementary",null,32,32,32,32,32,32]
[2661,"Pembroke Lakes Elementary",null,0,0,0,0,0,0]
[1221,"Pembroke Pines Elementary",null,198,198,198,64,64,144.4]
[1631,"Perry,  Annabel C. Elementary",null,70,70,70,70,70,70]
[1011,"Perry, Henry D. Middle",null,210,0,0,0,0,42]
[931,"Peters Elementary",null,0,0,0,0,0,0]
[653,"Pine Ridge Center",null,0,0,0,0,0,0]
[2861,"Pines Lakes Elementary",null,0,0,0,0,0,0]
[1881,"Pines Middle ",null,291,291,291,291,0,232.8]
[2811,"Pinewood Elementary",null,0,0,0,0,0,0]
[2571,"Pioneer Middle",null,104,104,104,74,74,92]
[1901,"Piper High",null,1161,729,729,162,162,588.6]
[941,"Plantation Elementary",null,0,0,0,0,0,0]
[1251,"Plantation High ",null,523,0,0,0,0,104.6]
[551,"Plantation Middle",null,0,0,0,0,0,0]
[1251,"Plantation Park Elementary",null,32,32,32,32,32,32]
[751,"Pompano Beach Elementary",null,32,32,32,32,32,32]
[185,"Pompano Beach Institute for Intern",null,0,0,0,0,0,0]
[21,"Pompano Beach Middle",null,0,0,0,0,0,0]
[3121,"Quiet Waters Elementary",null,380,380,0,0,0,152]
[2721,"Ramblewood Elementary",null,0,0,0,0,0,0]
[2711,"Ramblewood Middle",null,30,30,30,30,30,30]
[2121,"Rickards Middle",null,120,0,0,0,0,24]
[2891,"Riverglades Elementary",null,0,0,0,0,0,0]
[151,"Riverland Elementary",null,0,0,0,0,0,0]
[3031,"Riverside Elementary",null,65,65,65,65,65,65]
[681,"Rock Island Elementary",null,0,0,0,0,0,0]
[1851,"Royal Palm Elementary",null,304,304,266,266,266,281.2]
[891,"Sanders Park Elementary",null,38,38,38,38,38,38]
[3061,"Sandpiper Elementary",null,0,0,0,0,0,0]
[3401,"Sawgrass Elementary",null,38,38,38,38,38,38]
[3431,"Sawgrass Springs Elementary",null,0,0,0,0,0,0]
[2871,"Sea Castle Elementary",null,0,0,0,0,0,0]
[601,"Seagull School",null,950,167,167,116,116,303.2]
[1891,"Seminole Middle",null,30,30,30,30,30,30]
[1811,"Sheridan Hills Elementary",null,0,0,0,0,0,0]
[1321,"Sheridan Park Elementary",null,0,0,0,0,0,0]
[1051,"Sheridan Vocational Center",null,95,95,95,95,95,95]
[3371,"Silver Lakes Elementary",null,416,416,416,416,416,416]
[2971,"Silver Lakes Middle",null,90,90,90,90,90,90]
[3491,"Silver Palms Elementary",null,338,338,338,338,338,338]
[3081,"Silver Ridge Elementary",null,0,0,0,0,0,0]
[3331,"Silver Trail Middle",null,547,127,127,127,127,211]
[405,"South Area Alternative Center",null,0,0,0,0,0,0]
[171,"South Broward High",null,0,0,0,0,0,0]
[2351,"South Plantation High",null,0,0,0,0,0,0]
[691,"Stirling Elementary",null,70,70,70,70,70,70]
[3011,"Stoneman Douglas, Marj. High",null,0,0,0,0,0,0]
[211,"Stranahan High",null,241,102,102,0,0,89]
[611,"Sunland Park Elementary",null,0,0,0,0,0,0]
[251,"Sunrise Middle",null,0,0,0,0,0,0]
[422,"Sunset School",null,0,0,0,0,0,0]
[1171,"Sunshine Elementary",null,114,114,114,114,38,98.8]
[2621,"Tamarac Elementary",null,0,0,0,0,0,0]
[2751,"Taravella, J. P. High",null,0,0,0,0,0,0]
[571,"Tedder Elementary",null,32,32,32,32,32,32]
[3152,"Tequesta Trace Annex",null,0,0,0,0,0,0]
[3151,"Tequesta Trace Middle",null,270,90,90,90,90,126]
[1021,"The Quest Center",null,0,0,0,0,0,0]
[3481,"Tradewinds Elementary",null,597,597,342,304,304,428.8]
[731,"Tropical Elementary",null,38,38,38,38,38,38]
[1621,"Village Elementary",null,108,0,0,0,0,21.6]
[321,"Walker Elementary",null,114,114,114,114,0,91.2]
[511,"Watkins Elementary",null,0,0,0,0,0,0]
[2881,"Welleby Elementary",null,0,0,0,0,0,0]
[161,"West Hollywood Elementayr",null,0,0,0,0,0,0]
[2681,"Westchester Elementary",null,248,248,248,248,248,248]
[2831,"Western High",null,42,42,42,42,42,42]
[2913,"Western High 10th Grade Center",null,184,184,184,184,184,184]
[3621,"Western High 9th Grade Center",null,205,205,205,205,205,205]
[2052,"Westpine Middle",null,81,81,81,81,0,64.8]
[631,"Westwood Heights Elementary",null,0,0,0,0,0,0]
[452,"Whiddon Rogers Education Center",null,0,0,0,0,0,0]
[1752,"Whispering Pines School",null,190,190,190,190,190,190]
[191,"Wilton Manors Elementary",null,0,0,0,0,0,0]
[991,"Wingate Oaks Center",null,0,0,0,0,0,0]
[3091,"Winston Park Elementary",null,70,70,70,70,70,70]
[3321,"Young, Virginia Shuman Elem",null,0,0,0,0,0,0]
[3001,"Young, Walter C. Middle",null,263,67,67,67,67,106.2]
[]
["2f.","Broward Total students in relocatables by year",null,20631,16584,15003,12820,12156,15438.8]
[null,"Total number of CO-FTE students projected by year",null,250400,255538,258699,261219,263172,257805.6]
[null,"Percent in relocatables by year",null,0.08,0.06,0.06,0.05,0.05,0.06]
[]
[]
["2g.","Plans for the closure of any school, including plans for disposition of the facility or usage of facility space, and anticipated revenues."]
[null,"None"]
[{"$nulls":10},"State Average","State Average","State Average","State Average","State Average","State Average"]
["3 .","The projected cost for each project identified in the tentative district facilities work program.",{"$nulls":7},"Year",2000,2000,2000,2000,2000,2000]
[{"$nulls":9},"Type of School","GSF/Low/StuSta","GSF/Avg/StuSta","GSF/Hi/StuSta","COST/Low/StuSta","COST/Avg/StuSta","COST/Hi/StuSta"]
[{"$nulls":9},1,82,107,146,8756,12965,23176]
[null,"1999 State-wide totals - Gross Sq Ft per student station: Elem low 79, avg 110, high 156; Middle low 86, avg 113, high 165; High School low 68, avg 128, high 222 ",{"$nulls":7},2,84,119,161,9899,13498,17138]
[null,"1999 State-wide totals - Cost per student station: Elem low 9,213, avg 12,712, high 22,844; Middle low 9,863,avg 13,571, high 18,853; High School low 14,900, avg 18,106, high  26,448 ",{"$nulls":7},3,93,112,185,12826,15024,22033]
[]
["3a.","2002-03 Year","Type of School (new schools only)  Others=0","2002-03","2002-03","2002-03","2002-03","2000 State Avg","2000 State Avg","2000 State Avg","2002 Projected","2000 State Avg","2000 State Avg","2000 State Avg"]
[null,"Project Description","Elem=1, Middle=2, High=3, K-8=2, K-12=3, VoTech=3, ESE=3","PLANNED COST","Student Stations","Gross Sq. Ft","GSF/per StuSta","GSF/Low/StuSta","GSF/Avg/StuSta","GSF/High/StuSta","COST/per StuSta","COST/Low/StuSta","COST/Avg/StuSta","COST/High/StuSta"]
[1931,"Cooper City High","Classroom Addition",1847700,600,40800,68,0,0,0,3079.5,0,0,0]
[911,"Deerfield Beach Middle","Classroom Addition",900000,150,9000,60,null,null,null,6000]
[861,"Driftwood Middle","Classroom Addition",2407758,200,12000,60,0,0,0,12038.79,0,0,0]
[3681,"High School \"FFF\"",3,29387028,1554,212898,137,93,112,185,18910.57,12826,15024,22033]
[1661,"Hollywood Hills High","Classroom Addition",5132500,600,36176,60.29,0,0,0,8554.17,0,0,0]
[3881,"Middle School \"NN\"",2,26389908,1949,162247,83.25,84,119,161,13540.23,9899,13498,17138]
["TBA","Middle School \"OO\"",2,26389908,1949,162247,83.25,84,119,161,13540.23,9899,13498,17138]
[2671,"Nob Hill Elementary","Classroom Addition",1278608,300,18000,60,0,0,0,4262.03,0,0,0]
[521,"North Andrews Gardens Elementary","Classroom Addition",639304,100,6000,60,0,0,0,6393.04,0,0,0]
[1282,"Nova Blanche Forman Elementary","Classroom Addition",958956,150,9000,60,0,0,0,6393.04,0,0,0]
[1271,"Nova Eisenhower Elementary","Classroom Addition",958956,150,9000,60,0,0,0,6393.04,0,0,0]
[711,"Orangebrook Elementary","Phased Replacement",7418601,745,34000,45.64,0,0,0,9957.85,0,0]
[2071,"Pasadena Lakes Elementary","Classroom Addition",958956,150,9000,60,0,0,0,6393.04,0,0,0]
[551,"Plantation Middle","Classroom Addition",3181625,384,27200,70.83,0,0,0,8285.48,0,0,0]
[2711,"Ramblewood Middle","Classroom Addition",1050000,336,15401,45.84,0,0,0,3125,0,0,0]
[3061,"Sandpiper Elementary","Classroom Addition",1278608,200,12000,60,0,0,0,6393.04,0,0,0]
[2351,"South Plantation HIgh","Classroom Addition",8177152,300,24900,83,0,0,0,27257.17,0,0,0]
[691,"Stirling Elementary","Classroom Addition",958956,150,9000,60,0,0,0,6393.04,0,0,0]
[571,"Tedder Elementary","Classroom Addition",4745304,400,18000,45,0,0,0,11863.26,0,0,0]
[2881,"Welleby Elementary","Classroom Addition",958956,150,9000,60,0,0,0,6393.04,0,0,0]
[]
["3a.","Broward Total 2002-03",null,125018784,10517,835869,79.48,null,null,null,11887.3]
[]
["3b.","2003-2004 Year","Type of School (new schools only)  Others=0","2003-04","2003-04","2003-04","2003-04","2000 State Avg","2000 State Avg","2000 State Avg","2003 Projected","2000 State Avg","2000 State Avg","2000 State Avg"]
[null,"Project Description","Elem=1, Middle=2, High=3, K-8=2, K-12=3, VoTech=3, ESE=3","PLANNED COST","Student Stations","Gross Sq. Ft","GSF/per StuSta","GSF/Low/StuSta","GSF/Avg/StuSta","GSF/High/StuSta","COST/per StuSta","COST/Low/StuSta","COST/Avg/StuSta","COST/High/StuSta"]
[561,"Norcrest Elementary","Replacement",7200000,700,35820,51.17,0,0,0,10285.71,0,0,0]
[211,"Stranahan High","Classroom Addition",1917913,200,12000,60,0,0,0,9589.57,0,0,0]
["3b","Broward Total 2003-04",null,9117913,900,47820,53.13,null,null,null,10131.01]
[]
["3c.","2004-2005 Year","Type of School (new schools only)  Others=0","2004-05","2004-05","2004-05","2004-05","2000 State Avg","2000 State Avg","2000 State Avg","2004 Projected","2000 State Avg","2000 State Avg","2000 State Avg"]
[null,"Project Description","Elem=1, Middle=2, High=3, K-8=2, K-12=3, VoTech=3, ESE=3","PLANNED COST","Student Stations","Gross Sq. Ft","GSF/per StuSta","GSF/Low/StuSta","GSF/Avg/StuSta","GSF/High/StuSta","COST/per StuSta","COST/Low/StuSta","COST/Avg/StuSta","COST/High/StuSta"]
["TBA","Elementary School \"Y\"",1,14551161,1094,114870,105,82,107,165,13300.88,9863,13571,23176]
[241,"McArthur High","Completion of Phased Replacement   ",13139200,1769,117500,66.42,0,0,0,7427.47,0,0,0]
[3171,"Park Springs Elementary","Classroom Addition",958956,150,9000,60,0,0,0,6393.04,0,0,0]
[601,"Seagull School","Classroom Addition",2796000,300,18000,60,0,0,0,9320,0,0,0]
["3c","Broward Total 2004-05",null,31445317,3313,259370,291.42,null,null,null,9491.49]
[]
["3d.","2005-2006 Year","Type of School (new schools only)  Others=0","2005-06","2005-06","2005-06","2005-06","2000 State Avg","2000 State Avg","2000 State Avg","2005 Projected","2000 State Avg","2000 State Avg","2000 State Avg"]
[null,"Project Description","Elem=1, Middle=2, High=3, K-8=2, K-12=3, VoTech=3, ESE=3","PLANNED COST","Student Stations","Gross Sq. Ft","GSF/per StuSta","GSF/Low/StuSta","GSF/Avg/StuSta","GSF/High/StuSta","COST/per StuSta","COST/Low/StuSta","COST/Avg/StuSta","COST/High/StuSta"]
[1241,"Northeast High","Classroom Addition",2237565,300,20000,66.67,0,0,0,7458.55,0,0,0]
[461,"Oakridge Elementary","Classroom Addition",7600000,600,36000,60,0,0,0,12666.67,0,0,0]
[1881,"Pines Middle","Replacement",23800000,1942,162000,83.42,0,0,0,12255.41,0,0,0]
[21,"Pompano Beach Middle","Replacement",6650000,420,21000,50,0,0,0,15833.33,0,0,0]
[]
["3d.","Broward Total 2005-06",null,40287565,3262,239000,73.27,null,null,null,12350.57]
[]
["3e.","2006-2007 Year","Type of School (new schools only)  Others=0","2006-07","2006-07","2006-07","2006-07","2000 State Avg","2000 State Avg","2000 State Avg","2006 Projected","2000 State Avg","2000 State Avg","2000 State Avg"]
[null,"Project Description","Elem=1, Middle=2, High=3, K-8=2, K-12=3, VoTech=3, ESE=3","PLANNED COST","Student Stations","Gross Sq. Ft","GSF/per StuSta","GSF/Low/StuSta","GSF/Avg/StuSta","GSF/High/StuSta","COST/per StuSta","COST/Low/StuSta","COST/Avg/StuSta","COST/High/StuSta"]
[null,"None"]
[]
[]
["3f.","Broward 5-Year Total",null,205869579,17992,1382059,497.3,null,null,null,43860.369999999995]
[]
["4 .","Schedule of Estimated Capital Outlay Revenue from each currently approved source which is estimated to be available for expenditures on the"]
[null,"projects included in the tentative district facilities work program.   All amounts below are NET after considering carryover balances, interest earned, new COP's, 237 loans etc."]
[]
[null,null,null,"2002-03 ","2003-04 ","2004-05","2005-06","2006-07"]
[null,null,null,"Actual Budget","Projected","Projected","Projected","Projected","5 YEAR TOTAL"]
[null,"The Millege projected for discretionary capital outlay per s.236.25",null,2,2,2,2,2,10]
[null,"Full value of the 2-Mill discretionary capital outlay per s.236.25",null,175675000,186823214,193187026,199773572,206590647,962049459]
[null,"Value of the portion of the 2-Mills ACTUALLY levied.",null,180675000,186823214,193187026,199773572,206590647,967049459,"2 mill Expenditures"]
[null,"  less amount used to purchase school busses",null,1691216,1813454,6699038,10611655,12310900,33126263,0.0342549832293531]
[null,"  less amount used to purchase other vehicles",null,2394750,2565264,2743875,2861062,2946916,13511867,0.013972260543915]
[null,"  less amount transferred to operating budget for maintenance/repair",null,25600000,25600000,15600000,15601000,15600000,98001000,0.101340214906216]
[null,"  less amount used for maintenance/repair",null,35088948,26923500,23802272,19593576,21148680,126556976,0.130869186495248]
[null,"  less amount used to purchase capital outlay equipment",null,32711029,27106401,18295962,17713795,17382613,113209800,0.11706722851287]
[null,"  less amount used to correct environmental problems",null,0,0,0,0,0,0,0]
[null,"  less amount transferred to operating budget for salaries",null,0,0,0,0,0,0,0]
[null,"  less amount used to pay debt service for s.237 loans",null,0,0,0,0,0,0,0]
[null,"  less amount to pay debt service for COP's ",null,82039872,94852827,107291997,110138233,109954000,504276929,0.521459294875631]
[null,"  less other (please be specific)",null,0,0,0,0,0,0,0,"ALL Capital Outlay Expenditures"]
[null,"Net available 2-mills to construct new stu stations & core facilities",null,1149185,7961768,18753882,23254251,27247538,78366624,0.0810368314367673,0.08]
[null,"P E C O New Construction",null,32661847,7817331,8069577,13600079,11039452,73188286,null,0.07]
[null,"C O & D S   Bond Proceeds  received on 20 March 1998",null,914000,1255000,1621000,1000000,1000000,5790000,null,0.01]
[null,"C O & D S maximum potential bond proceeds",null,300000,300000,0,0,0,600000,null,0]
[null,"Proceeds from 1/2 cent sales surtax authorized",null,0,0,0,0,0,0,null,0]
[null,"Proceeds from a s.237 loan",null,0,0,0,0,0,0,null,0]
[null,"Proceeds from local governmental infrastructure sales surtax",null,0,0,0,0,0,0,null,0]
[null,"Voted local bond referendum proceeds per s.9, Art VII State Const.",null,0,0,0,0,null,0,null,0]
[null,"Proceeds from Certificates of Participation (COP's)",null,524684564,114723494,9327147,23875515,23216010,695826730,null,0.67]
[null,"Classrooms First Bond proceeds amount authorized in FY 1997-98",null,68630020,0,0,0,0,68630020,null,0.07]
[null,"Effort Index Grants",null,32295149,0,0,0,0,32295149,null,0.03]
[null,"Impact fees received",null,39387577,8000000,8000000,8000000,8000000,71387577,null,0.07]
[null,"Private donations",null,5155000,155000,155000,155000,155000,5775000,null,0.01]
[null,"Grants from local governments or not-for-profit organizations",null,0,0,0,0,0,0,null,0]
["4.","Broward Total",null,705177342,140212593,45926606,69884845,70658000,1031859386,1.0000000000000004,1.0100000000000002]
[]
["5 .","Schedule indicating which projects included in the tentative district facilities work program will be funded from current revenues projected"]
[null,"in paragraph 4 above."]
[null,null,null,"2002-03 ","2003-04 ","2004-05","2005-06","2006-07"]
[null,"Project Description","Location","Actual Budget","Projected","Projected","Projected","Projected","5 YEAR TOTAL"]
[{"$nulls":8},0]
[1741,"Classrm Addtn/Site Improvement","Anderson, Boyd H. High",2045927,{"$nulls":4},2045927]
[1791,"4 Classrm/Addition            ","Apollo Middle",2799529,{"$nulls":4},2799529]
[1791,"8 Classrm/Addition            ","Apollo Middle",33008,85886,null,null,null,118894]
[2221,"Classroom Addition            ","Atlantic Technical Center",5836538,{"$nulls":4},5836538]
[641,"Replacement School            ","Bayview Elementary",2093998,{"$nulls":4},2093998]
[341,"Phased/Add/IAQ/HVAC           ","Bethune, Mary M. Elementary",8836976,{"$nulls":4},8836976]
[361,"Med/Arts/Kitch/IAQ/HVAC       ","Blanche Ely High",19038187,{"$nulls":4},19038187]
[811,"Caf/Kit/Mult/Add/Drive/Fence  ","Broadview Elementary",6266479,{"$nulls":4},6266479]
[501,"Class Size Reduction          ","Broward Estates Elementary",231921,{"$nulls":4},231921]
[9612,"Long Range Facil Master Plan  ","Capital Planning/Programming",331238,{"$nulls":4},331238]
[1461,"Classroom Building            ","Castle Hill Elementary",5983996,{"$nulls":4},5983996]
[2641,"8 Classrm + 8 Add'L           ","Central Park Elementary",3582595,{"$nulls":4},3582595]
[3771,"New School F-91 El (\"II\")     ","Challenger Elementary \"F-91\"",889242,{"$nulls":4},889242]
[3301,"New School","Circle Primary Learning Center",5585561,{"$nulls":4},5585561]
[1421,"8 Classroom Addition          ","Coconut Creek Elementary",1903812,320039,null,null,null,2223851]
[3741,"New School E-6                ","Coconut Palm Elementary (\"E-6\")",593896,{"$nulls":4},593896]
[231,"8 Classrrom Add To Replace    ","Colbert Elementary",1278608,{"$nulls":4},1278608]
[231,"Phased-Replacment Sch         ","Colbert Elementary",5256121,336597,null,null,null,5592718]
[1211,"4 Class Add/IAQ/HVAC/Intercom ","Cooper City Elementary",220515,{"$nulls":4},220515]
[1931,"12 Classroom Modular Addition","Cooper City High",184770,1662930,null,null,null,1847700]
[3623,"New School High \"HHH\"         ","Cypress Bay High (\"HHH\")",10157612,{"$nulls":4},10157612]
[1781,"4 Classrm/Addition            ","Cypress Elementary",1239020,208849,null,null,null,1447869]
[3891,"Purchase site","Cypress Run Alt Site",500000,{"$nulls":4},500000]
[3891,"New School                    ","Cypress Run Alternative / Exceptional Center",531705,{"$nulls":4},531705]
[2123,"New School                    ","Cypress Run Alternative / Exceptional Center",4848852,432051,null,null,null,5280903]
[11,"Phased Replacement            ","Deerfield Beach Elementary",403382,{"$nulls":4},403382]
[1711,"24 Classrm/Addition           ","Deerfield Beach High",10569850,{"$nulls":4},10569850]
[911,"6 Classroom Addition","Deerfield Beach Middle",900000,{"$nulls":4},900000]
[911,"Phased Replacement            ","Deerfield Beach Middle",588345,{"$nulls":4},588345]
[371,"Phased Replace/New Art Ctr    ","Dillard High",21601352,{"$nulls":4},21601352]
[0,"Training Facilities","District Wide",750000,{"$nulls":4},750000]
[0,"Plng/Design & Const Contingcy ","District Wide",27980236,3229000,2098433,8640174,null,41947843]
[0,"VAB Adjustments Reserved      ","District Wide",5393977,{"$nulls":4},5393977]
[0,"Land","District Wide",500000,1000000,1000000,1000000,1000000,4500000]
[0,"Capital Expenditures to upgrade existing portable units at selected sites","District Wide",3000000,3000000,3000000,3000000,3000000,15000000]
[0,"Modulars to replace 20 year old Portables","District Wide",4000000,4000000,4000000,4000000,4000000,20000000]
[0,"Legal & Contingency","District Wide",3600000,3600000,3600000,3600000,3600000,18000000]
[0,"Capitalized Costs","District Wide",13390000,13792000,14206000,14632000,15071000,71091000]
[0,"COLA","District Wide",5192000,9340000,2531000,4185000,9742000,30990000]
[721,"Phase Replacement             ","Driftwood Elementary",4030607,{"$nulls":4},4030607]
[861,"Phase II - IV Rebuild         ","Driftwood Middle",312864,{"$nulls":4},312864]
[861,"Classroom Addition            ","Driftwood Middle",2436416,{"$nulls":4},2436416]
[3701,"New School N-91 Elem(\"GG\")    ","Elementary School \"N-91\"",4281399,{"$nulls":4},4281399]
[3191,"4 Classrrom Add To Replace    ","Embassy Creek Elementary",635804,{"$nulls":4},635804]
[1641,"Class Size Reduction          ","Fairway Elementary",184157,{"$nulls":4},184157]
[951,"Phased Replacement            ","Fort Lauderdale High",1643582,{"$nulls":4},1643582]
[951,"3 Proj Ph Repl+Classrm+Ren    ","Fort Lauderdale High",22555213,{"$nulls":4},22555213]
[951,"Stadium Design","Fort Lauderdale High",150000,107549,null,null,null,257549]
[592,"12 Room Addition              ","Hallandale Adult/Community",4811550,{"$nulls":4},4811550]
[593,"New School-Mhallandale El     ","Hallandale Elementary Replacement",13864310,{"$nulls":4},13864310]
[403,"Stadium Design","Hallandale High",150000,{"$nulls":4},150000]
[3131,"Class Size Reduction          ","Hawkes Bluff Elementary",299925,{"$nulls":4},299925]
["TBA","New High School \"FFF\"","High School \"FFF\"",2938703,24097363,2350962,null,null,29387028]
[3541,"New School - High \"GGG\"       ","High School \"GGG\"",29806642,{"$nulls":4},29806642]
[3731,"New School (High School III)  ","High School \"III\"",40689817,{"$nulls":4},40689817]
[3861,"New School \"JJJ\"              ","High School \"JJJ\"",35834848,2805234,null,null,null,38640082]
[121,"Purchase adjacent house for site expansion","Hollywood Central Elementary",170000,{"$nulls":4},170000]
[111,"Phased Replace/Classroom Addtn","Hollywood Hills Elementary",6360622,{"$nulls":4},6360622]
[1661,"24 Classroom Addition","Hollywood Hills High",513250,4619250,null,null,null,5132500]
[831,"Class Size Reduction          ","Lake Forest Elementary",1354960,{"$nulls":4},1354960]
[831,"Phased-Replacment Sch         ","Lake Forest Elementary",7269303,{"$nulls":4},7269303]
[3821,"New School - Elem \"O\"         ","Liberty Elementary \"O\"",4684301,{"$nulls":4},4684301]
[3831,"New School - Elem \"P\"         ","Manatee Bay Elementary \"P\"",6654647,{"$nulls":4},6654647]
[1161,"8 Classroom Addition","Margate Elementary",176713,{"$nulls":4},176713]
[1161,"8 Classrm/Addition            ","Margate Elementary",401207,{"$nulls":4},401207]
[581,"8 Classrm/Addition            ","Margate Middle",3429106,{"$nulls":4},3429106]
[241,"Phased Replacement III of III","McArthur High",23820929,{"$nulls":4},23820929]
[241,"Completion of Phased Replacement","McArthur High",null,null,1313920,11825280,null,13139200]
[841,"Phase III/Classrm Addtn       ","McNab Elementary",10981181,{"$nulls":4},10981181]
[841,"Phase III/Classrm Addtn       ","McNab Elementary",152076,{"$nulls":4},152076]
[761,"Phased-Replacment Sch         ","Meadowbrook Elementary",5166776,{"$nulls":4},5166776]
[3702,"New School Middle \"GG\"        ","Middle School \"GG\"",14996704,{"$nulls":4},14996704]
["TBA","New School (Davie)","Middle School \"NN\"",2638991,23750917,null,null,null,26389908]
["TBA","New School (Pembroke Pines)","Middle School \"OO\"",2638991,23750917,null,null,null,26389908]
[3772,"New School Middle \"II\"        ","Millennium Middle \"II\"",3924412,{"$nulls":4},3924412]
[1751,"Classroom Addn/IAQ","Miramar High",7704880,{"$nulls":4},7704880]
[3671,"New School Middle \"MM\"        ","New Renaissance Middle \"MM\"",5712518,{"$nulls":4},5712518]
["TBA","Elementary School \"Y\"","New School (south-central west)",null,null,1591335,12959826,null,14551161]
[2671,"12 Classroom Addition","Nob Hill Elementary",1278608,{"$nulls":4},1278608]
[561,"Phased Replacement            ","Norcrest Elementary",493299,{"$nulls":4},493299]
[561,"Phased Replacement","Norcrest Elementary",null,720000,6480000,null,null,7200000]
[521,"4 Classroom Addition","North Andrews Gardens Elementary",639304,{"$nulls":4},639304]
[521,"Phased Replacement            ","North Andrews Gardens Elementary",10945292,{"$nulls":4},10945292]
[3811,"New School North Area Alt. Hs ","North Area School of Choice",13588593,{"$nulls":4},13588593]
[1191,"4 Classrm/Addition            ","North Fork Elementary",2208085,{"$nulls":4},2208085]
[2231,"Class Size Reduction","North Lauderdale Elementary",783836,43352,null,null,null,827188]
[41,"New Cafe/Kitch Ren","North Side Elementary",4111389,{"$nulls":4},4111389]
[41,"Purchase property for expansion","North Side Elementary",1250000,{"$nulls":4},1250000]
["TBD","Purchase Land for Facility","North West Bus Lot/Maintenance Facility",null,3750000,null,null,null,3750000]
[1241,"Classroom Addition","Northeast High",null,null,null,2237565,null,2237565]
[1282,"Modular Classrooms            ","Nova Blanche Forman Elementary",958956,{"$nulls":4},958956]
[1271,"Modular Classrooms            ","Nova Eisenhower Elementary",958956,{"$nulls":4},958956]
[1281,"Stadium Design","Nova High",150000,{"$nulls":4},150000]
[1281,"12 Classroom Add ","Nova High",4539347,{"$nulls":4},4539347]
[31,"6 Classrm/Addition            ","Oakland Park Elementary",1443994,{"$nulls":4},1443994]
[461,"Phased Replacement","Oakridge Elementary",null,null,null,760000,6840000,7600000]
[472,"General Renovations           ","Olsen Middle Annex",7711222,{"$nulls":4},7711222]
[711,"Replacement School","Orange Brook Elementary",942146,6476455,null,null,null,7418601]
[1831,"Class Size Reduction ","Oriole Elementary",750133,{"$nulls":4},750133]
[3311,"Classroom Building            ","Palm Cove Elementary",1728981,{"$nulls":4},1728981]
[3761,"New School \"X\"Alt             ","Park Lakes Elementary \"X\"",3274509,{"$nulls":4},3274509]
[1951,"Class Size Reduct/Addition    ","Park Ridge Elementary",1181461,201202,null,null,null,1382663]
[3171,"Classroom Addition","Park Springs Elementary",null,null,958956,null,null,958956]
[3781,"New School \"D-6\"              ","Park Trails Elementary \"D-6\"",993219,{"$nulls":4},993219]
[2071,"6 Classroom Addition","Pasadena Lakes Elementary",958956,{"$nulls":4},958956]
[1631,"8 Classrm/Addition/IAQ        ","Perry, Annabel Elementary",3496731,{"$nulls":4},3496731]
[931,"8 Room Addition               ","Peters Elementary",114590,192167,null,null,null,306757]
[931,"New Cafe/Kitchen/Multi Area   ","Peters Elementary",4089994,{"$nulls":4},4089994]
[653,"Replace Sch-& HSS/ADA/Maint   ","Pine Ridge Alternative Center",964048,5774508,null,null,null,6738556]
[2861,"6 Classroom Add","Pines Lakes Elementary",953718,{"$nulls":4},953718]
[1881,"Replacement       ","Pines Middle",null,null,null,2380000,21420000,23800000]
[1901,"Classrm Addtn                 ","Piper High",4242513,{"$nulls":4},4242513]
[1451,"General Reno/Add Ph2          ","Plantation High",5784451,{"$nulls":4},5784451]
[1451,"24 Classroom Addition         ","Plantation High",435051,{"$nulls":4},435051]
[551,"8 Classroom Modular Addition  ","Plantation Middle",4855252,{"$nulls":4},4855252]
[185,"Phased Replacement            ","Pompano Beach High School Institute of International Studies",26295321,{"$nulls":4},26295321]
[21,"Cafe/Kit/Clasrm/Multi/IAQ/HVAC","Pompano Beach Middle",4921747,{"$nulls":4},4921747]
[21,"Phased Replacement","Pompano Beach Middle",null,null,null,665000,5985000,6650000]
[9384,"North Central Area Office","Purcahse/Remodeling",1611340,{"$nulls":4},1611340]
[2721,"4 Classroom Addition          ","Ramblewood Elementary",639304,{"$nulls":4},639304]
[2711,"6 Classroom Addition","Ramblewood Middle",105000,945000,null,null,null,1050000]
[3031,"6 Classroom Addition          ","Riverside Elementary",758444,{"$nulls":4},758444]
[1851,"Classroom Building","Royal Palm Elementary",5274625,{"$nulls":4},5274625]
[3061,"8 Classroom Addition","Sandpiper Elementary",1278608,{"$nulls":4},1278608]
[601,"Classroom Addition and General Renovations","Seagull School",null,null,2796000,null,null,2796000]
[1321,"Classroom Addt/Multi Purp/Cafe","Sheridan Park Elementary",5921845,{"$nulls":4},5921845]
[2971,"12 Classrm/Addition           ","Silver Lakes Middle",2629212,{"$nulls":4},2629212]
[3581,"Elementary \"R\"-Silver Shs Dev ","Silver Shores Elementary \"R\"",17889700,{"$nulls":4},17889700]
[171,"Replacement School            ","South Broward High",13962941,{"$nulls":4},13962941]
[2351,"12 Classr'M+Labs Environ","South Plantation High",12652488,{"$nulls":4},12652488]
[691,"6 Modular Classrooms          ","Stirling Elementary",994456,{"$nulls":4},994456]
[3011,"Stadium Design","Stoneman Douglas High",150000,{"$nulls":4},150000]
[211,"Medical Magnet Addition       ","Stranahan High",56151,1917913,null,null,null,1974064]
[3661,"Elementary \"Q\"-Sunset Lks Dev ","Sunset Lakes Elementary \"Q\"",13449254,{"$nulls":4},13449254]
[1171,"8 Classrm/Addition            ","Sunshine Elementary",821222,{"$nulls":4},821222]
[2621,"Classroom Building            ","Tamarac Elementary",1103202,{"$nulls":4},1103202]
[2751,"24 Classroom Addition         ","Taravella J P High",2986282,{"$nulls":4},2986282]
[571,"Class Size Reduction          ","Tedder Elementary",1979635,{"$nulls":4},1979635]
[571,"24 Classroom Addition / Replacement","Tedder Elementary",4106000,{"$nulls":4},4106000]
[571,"Additional site acquisition for expansion","Tedder Elementary",957000,{"$nulls":4},957000]
[731,"4 Classroom Addition          ","Tropical Elementary",305261,{"$nulls":4},305261]
[1621,"Joint Project W/City Sunrise  ","Village Elementary",950000,{"$nulls":4},950000]
[1621,"Classrm Bldg                  ","Village Elementary",574608,{"$nulls":4},574608]
[321,"8 Classroom Addition          ","Walker Elementary",3677330,{"$nulls":4},3677330]
[2881,"6 Classroom Addition","Welleby Elementary",958956,{"$nulls":4},958956]
[2681,"8 Classroom Addition          ","Westchester Elementary",1331383,{"$nulls":4},1331383]
[2831,"Remodel/Renovation/IAQ","Western High",8153027,{"$nulls":4},8153027]
[3611,"Construction Middle \"Ll\"      ","Westglades Middle \"LL\"",10577544,{"$nulls":4},10577544]
[452,"Addition                      ","Whiddon-Rogers Ed Center",6299821,{"$nulls":4},6299821]
[191,"Phased Replace/Covered Walkway","Wilton Manors Elementary",1607462,{"$nulls":4},1607462]
[3091,"8 Classroom Addition          ","Winston Park Elementary",2854887,53414,null,null,null,2908301]
[{"$nulls":8},0]
["5 .","Broward Total",null,705177342,140212593,45926606,69884845,70658000,1031859386]
[]
["6 .","Schedule of options for generation of additional revenues by the district facilities work program which are not funded under paragraph 5 above."]
[null,"Additional anticipated revenues may include effort index grants and SIT Program awards."]
[null,null,null,"2002-03 ","2003-04 ","2004-05","2005-06","2006-07"]
[null,null,null,"Actual Budget","Projected","Projected","Projected","Projected","5 YEAR TOTAL"]
[null,"SIT Program awards"]
[null,"Other (specify)"]
["6 .","Broward Total",null,0,0,0,0,0,0]
[]
["7 .","Schedule indicating which projects included in the tentative district facilities work program in paragraph (2) 2. above which CANNOT be funded"]
[null,"from current revenues projected over the next 5-years."]
[null,null,null,"2002-03 ","2003-04 ","2004-05","2005-06","2006-07"]
[null,"Project Description","Location","Actual Budget","Projected","Projected","Projected","Projected","5 YEAR TOTAL"]
[1741,"New Media Center due to excessive capacity","Anderson, Boyd H. High",{"$nulls":4},5374384,5374384]
[1791,"Remodel Media Center to expand for excessive capacity","Apollo Middle",{"$nulls":4},772505,772505]
[2221,"New Cafeteria / Kitchen due to excessive capacity","Atlantic Technical Center",{"$nulls":4},2595459,2595459]
[2511,"New Media Center due to excessive capacity","Atlantic West Elementary",{"$nulls":4},2446283,2446283]
[2511,"New Kitchen / Dining / Multipurpose / Stage","Atlantic West Elementary",{"$nulls":4},3458500,3458500]
[343,"Remodel Cafeteria / Kitchen to expand for excessive capacity","Attucks Middle",{"$nulls":4},1359153,1359153]
[343,"New Media Center due to excessive capacity","Attucks Middle",{"$nulls":4},2860105,2860105]
[2611,"New Media Center due to excessive capacity","Bair Middle",{"$nulls":4},2606838,2606838]
[2611,"New Multipurpose","Bair Middle",{"$nulls":5},0]
[2001,"Expand Kitchen","Banyan Elementary",{"$nulls":4},558750,558750]
[201,"New Media Center due to excessive capacity","Bennett Elementary",{"$nulls":4},2440103,2440103]
[201,"Expand Kitchen/Dining","Bennett Elementary",{"$nulls":4},1677000,1677000]
[361,"New Media Center due to excessive capacity","Blanche Ely High",{"$nulls":4},3709878,3709878]
[971,"Remodel Media Center to expand for excessive capacity","Boulevard Heights Elementary",{"$nulls":4},649541,649541]
[1421,"New Cafeteria / Kitchen due to excessive capacity","Coconut Creek Elementary",{"$nulls":4},3567985,3567985]
[1681,"New Cafeteria / Kitchen due to excessive capacity","Coconut Creek High",{"$nulls":4},5599727,5599727]
[1681,"New Media Center due to excessive capacity","Coconut Creek High",{"$nulls":4},4154216,4154216]
[231,"New Cafeteria / Kitchen due to excessive capacity","Colbert Elementary",{"$nulls":4},3553350,3553350]
[331,"New Kitchen / Dining / Multipurpose / Stage","Collins Elementary",{"$nulls":4},2763000,2763000]
[3041,"New Cafeteria / Kitchen due to excessive capacity","Coral Park Elementary",{"$nulls":4},3566507,3566507]
[2551,"New Media Center due to excessive capacity","Coral Springs Elementary",{"$nulls":4},2445329,2445329]
[1151,"9 Classroom Addition","Coral Springs High",{"$nulls":4},1845000,1845000]
[1151,"Remodel Cafeteria / Kitchen to expand for excessive capacity","Coral Springs High",{"$nulls":4},1901243,1901243]
[0,"New Media Center due to excessive capacity","Coral Springs High",{"$nulls":4},4014919,4014919]
[0,"New Media Center due to excessive capacity","Coral Springs Middle",{"$nulls":4},2478395,2478395]
[2561,"New Kitchen/Dining","Coral Springs Middle",{"$nulls":4},2838680,2838680]
[2981,"Remodel Cafeteria / Kitchen to expand for excessive capacity","Country Isles Elementary",{"$nulls":4},707542,707542]
[901,"New Cafeteria / Kitchen due to excessive capacity","Cresthaven Elementary",{"$nulls":4},3572158,3572158]
[1871,"Remodel Media Center to expand for excessive capacity","Crystal Lake Community Middle",{"$nulls":4},1173297,1173297]
[1781,"New Cafeteria / Kitchen due to excessive capacity","Cypress Elementary",{"$nulls":4},3557754,3557754]
[1781,"New Media Center due to excessive capacity","Cypress Elementary",{"$nulls":4},2451159,2451159]
[1071,"Remodel Media Center to expand for excessive capacity","Dandy, William Middle",{"$nulls":4},846860,846860]
[2801,"New Media Center due to excessive capacity","Davie Elementary",{"$nulls":4},2456134,2456134]
[1711,"New Cafeteria / Kitchen due to excessive capacity","Deerfield Beach High",{"$nulls":4},4696545,4696545]
[1711,"Remodel Media Center to expand for excessive capacity","Deerfield Beach High",{"$nulls":4},1554672,1554672]
[911,"New Media Center due to excessive capacity","Deerfield Beach Middle",{"$nulls":4},2775080,2775080]
[301,"New Media Center due to excessive capacity","Drew Resource Center",{"$nulls":4},739901,739901]
[721,"New Media Center due to excessive capacity","Driftwood Elementary",{"$nulls":4},2452766,2452766]
[861,"New Cafeteria / Kitchen due to excessive capacity","Driftwood Middle",{"$nulls":4},3527162,3527162]
[861,"Remodel Media Center to expand for excessive capacity","Driftwood Middle",{"$nulls":4},1057893,1057893]
[3191,"4 Classroom Addition","Embassy Creek Elementary",{"$nulls":4},820000,820000]
[2541,"New Kitchen / Dining / Multipurpose / Stage","Flamingo Elementary",{"$nulls":4},3769000,3769000]
[3051,"New Media Center due to excessive capacity","Forest Glen Middle",{"$nulls":4},2409653,2409653]
[2631,"6 Classroom Addition","Forest Hills Elementary",{"$nulls":4},1230000,1230000]
[2631,"New Media Center due to excessive capacity","Forest Hills Elementary",{"$nulls":4},2449702,2449702]
[921,"Remodel Cafeteria / Kitchen to expand for excessive capacity","Foster, Stephen Elementary",{"$nulls":4},598380,598380]
[403,"Remodel Cafeteria / Kitchen to expand for excessive capacity","Hallandale High",{"$nulls":4},1508944,1508944]
[403,"Remodel Media Center to expand for excessive capacity","Hallandale High",{"$nulls":4},1445720,1445720]
["TBA","New School","High School \"LLL\"",{"$nulls":4},56400000,56400000]
["TBA","New School","High School \"MMM\"",{"$nulls":4},56400000,56400000]
["TBA","New School","High School \"NNN\"",{"$nulls":4},56400000,56400000]
[121,"8 Classroom Addition","Hollywood Central Elementary",{"$nulls":4},1640000,1640000]
[121,"New Cafeteria / Kitchen due to excessive capacity","Hollywood Central Elementary",{"$nulls":4},3567898,3567898]
[121,"New Media Center due to excessive capacity","Hollywood Central Elementary",{"$nulls":4},2455881,2455881]
[1761,"New Cafeteria / Kitchen due to excessive capacity","Hollywood Park Elementary",{"$nulls":4},3565696,3565696]
[2531,"New Media Center due to excessive capacity","Horizon Elementary",{"$nulls":4},2450405,2450405]
[2531,"Expand Kitchen","Horizon Elementary",{"$nulls":4},586750,586750]
[621,"New Cafeteria / Kitchen due to excessive capacity","Larkdale Elementary",{"$nulls":4},3562103,3562103]
[621,"Remodel Media Center to expand for excessive capacity","Larkdale Elementary",{"$nulls":4},460773,460773]
[1701,"Remodel Media Center to expand for excessive capacity","Lauderdale Lakes Middle",{"$nulls":4},753212,753212]
[1701,"Expand Kitchen","Lauderdale Lakes Middle",{"$nulls":4},867100,867100]
[1391,"Remodel Cafeteria / Kitchen to expand for excessive capacity","Lauderhill Middle",{"$nulls":4},910983,910983]
[1391,"Remodel Media Center to expand for excessive capacity","Lauderhill Middle",{"$nulls":4},1024556,1024556]
[1091,"2 Classroom Addition & Remodel Existing Space to 2 Classrooms","Lloyd Estates Elementary",{"$nulls":4},610000,610000]
[2741,"3 Classroom Addition","Maplewood Elementary",{"$nulls":4},615000,615000]
[2741,"New Media Center due to excessive capacity","Maplewood Elementary",{"$nulls":4},2452766,2452766]
[581,"Remodel Media Center to expand for excessive capacity","Margate Middle",{"$nulls":4},1027826,1027826]
[1291,"New Cafeteria / Kitchen due to excessive capacity","McFatter Technical Center",{"$nulls":4},2688154,2688154]
[1291,"New Media Center due to excessive capacity","McFatter Technical Center",{"$nulls":4},2046034,2046034]
[841,"Remodel Media Center to expand for excessive capacity","McNab Elementary",{"$nulls":4},649421,649421]
["TBA","New School","Middle School \"PP\"",{"$nulls":4},28400000,28400000]
["TBA","New School","Middle School \"QQ\"",{"$nulls":4},28400000,28400000]
["TBA","New School","Middle School \"RR\"",{"$nulls":4},27000000,27000000]
[1751,"New Cafeteria / Kitchen due to excessive capacity","Miramar High",{"$nulls":4},5195671,5195671]
[1841,"Remodel Existing Space to 4 Classrooms","Mirror Lake Elementary",{"$nulls":4},700000,700000]
[1841,"New Cafeteria / Kitchen due to excessive capacity","Mirror Lake Elementary",{"$nulls":4},3564972,3564972]
[2691,"New Media Center due to excessive capacity","Morrow Elementary",{"$nulls":4},2452163,2452163]
[561,"New Media Center due to excessive capacity","Norcrest Elementary",{"$nulls":4},2335482,2335482]
[1191,"Remodel Existing Space to 6 Classrooms","North Fork Elementary",{"$nulls":4},1050000,1050000]
[1191,"Remodel Cafeteria / Kitchen to expand for excessive capacity","North Fork Elementary",{"$nulls":4},674837,674837]
[2231,"New Media Center due to excessive capacity","North Lauderdale Elementary",{"$nulls":4},2255884,2255884]
[1282,"New Cafeteria / Kitchen due to excessive capacity","Nova Blanche Forman Elementary",{"$nulls":4},3569870,3569870]
[1271,"New Cafeteria / Kitchen due to excessive capacity","Nova Eisenhower Elementary",{"$nulls":4},3563144,3563144]
[1281,"New Media Center due to excessive capacity","Nova High",{"$nulls":4},3230273,3230273]
[31,"Remodel Existing Space to 6 Classrooms","Oakland Park Elementary",{"$nulls":4},1050000,1050000]
[1831,"Expand Kitchen / Dining / Multipurpose / Stage","Oriole Elementary",{"$nulls":4},2328000,2328000]
[1951,"Expand Kitchen / Dining / Multipurpose / Stage","Park Ridge Elementary",{"$nulls":4},1229750,1229750]
[701,"New Cafeteria / Kitchen due to excessive capacity","Parkway Middle",{"$nulls":4},4451736,4451736]
[701,"New Media Center due to excessive capacity","Parkway Middle",{"$nulls":4},3388348,3388348]
[1631,"Remodel Cafeteria / Kitchen to expand for excessive capacity","Perry, Annabel Elementary",{"$nulls":4},555472,555472]
[1011,"Remodel Media Center to expand for excessive capacity","Perry, Henry D. Middle",{"$nulls":4},868284,868284]
[2861,"New Media Center due to excessive capacity","Pines Lakes Elementary",{"$nulls":4},2449148,2449148]
[2811,"New Media Center due to excessive capacity","Pinewood Elementary",{"$nulls":4},2463973,2463973]
[2571,"New Media Center due to excessive capacity","Pioneer Middle",{"$nulls":4},2556186,2556186]
[1901,"New Cafeteria / Kitchen due to excessive capacity","Piper High",{"$nulls":4},7092353,7092353]
[1901,"New Media Center due to excessive capacity","Piper High",{"$nulls":4},5261536,5261536]
[551,"Expand Kitchen","Plantation Middle",{"$nulls":4},897449,897449]
[2721,"Remodel Existing Space to 4 Classrooms","Ramblewood Elementary",{"$nulls":4},700000,700000]
[2721,"New Media Center due to excessive capacity","Ramblewood Elementary",{"$nulls":4},2449499,2449499]
[2711,"New Media Center due to excessive capacity","Ramblewood Middle",{"$nulls":4},2321008,2321008]
[2711,"Expand Multipurpose","Ramblewood Middle",{"$nulls":4},1687257,1687257]
[151,"4 Classroom Addition","Riverland Elementary",{"$nulls":4},820000,820000]
[151,"New Media Center due to excessive capacity","Riverland Elementary",{"$nulls":4},2445832,2445832]
[3031,"New Cafeteria / Kitchen due to excessive capacity","Riverside Elementary",{"$nulls":4},3576794,3576794]
[1851,"Expand Media","Royal Palm Elementary",{"$nulls":4},836798,836798]
[3431,"Remodel Media Center to expand for excessive capacity","Sawgrass Springs Middle",{"$nulls":4},842210,842210]
[1891,"New Media Center due to excessive capacity","Seminole Middle",{"$nulls":4},2371662,2371662]
[1891,"Expand Kitchen","Seminole Middle",{"$nulls":4},575874,575874]
[1811,"Expand Kitchen/Dining","Sheridan Hills Elementary",{"$nulls":4},1166445,1166445]
[1321,"Remodel Existing Space to 5 Classrooms","Sheridan Park Elementary",{"$nulls":4},905625,905625]
[2971,"New Media Center due to excessive capacity","Silver Lakes Middle",{"$nulls":4},2398799,2398799]
[2351,"New Cafeteria / Kitchen due to excessive capacity","South Plantation High",{"$nulls":4},5376309,5376309]
[2351,"Remodel Media Center to expand for excessive capacity","South Plantation High",{"$nulls":4},1419105,1419105]
[211,"New Cafeteria / Kitchen due to excessive capacity","Stranahan High",{"$nulls":4},5100600,5100600]
[211,"New Media Center due to excessive capacity","Stranahan High",{"$nulls":4},3783933,3783933]
[2751,"New Cafeteria / Kitchen due to excessive capacity","Taravella J P High",{"$nulls":4},6771485,6771485]
[2751,"New Media Center due to excessive capacity","Taravella J P High",{"$nulls":4},5023498,5023498]
[731,"New Media Center due to excessive capacity","Tropical Elementary",{"$nulls":4},2458898,2458898]
[511,"Remodel Media Center to expand for excessive capacity","Watkins Elementary",{"$nulls":4},717745,717745]
[2681,"New Media Center due to excessive capacity","Westchester Elementary",{"$nulls":4},2451107,2451107]
[2681,"New Kitchen / Dining / Multipurpose / Stage","Westchester Elementary",{"$nulls":4},3900915,3900915]
[2831,"New Media Center due to excessive capacity","Western High",{"$nulls":4},3390728,3390728]
[631,"New Media Center due to excessive capacity","Westwood Heights Elementary",{"$nulls":4},2463320,2463320]
[412,"Remodel Media Center to expand for excessive capacity","Whiddon-Rogers Annex",{"$nulls":4},209142,209142]
[3001,"New Cafeteria / Kitchen due to excessive capacity","Young, Walter C. Middle",{"$nulls":4},3282352,3282352]
[]
["7.","Broward Total",null,0,0,0,0,532603201,532603201]
[]
[null,"NOTE: If the sum of the totals in paragraphs 5. and 7. above DO NOT equal the total in paragraph 2. above, the message \"Check Totals\" appears.   -- They should balance ! !"]
[null,"Project Description",null,"2002-03 ","2003-04 ","2004-05","2005-06","2006-07","5 YEAR TOTAL"]
[null,"This row is for \"Checking and Balancing\" only",null,"","","","","",""]
[]
["2.(b)","To the extent available, the tentative district facilities work program shall be based on information produced by the demographic and revenue"]
[null,"education estimating conferences."]
[]
["(3)","The adopted district facilities work program shall:"]
["(a)","Be a complete, balanced capital outlay financial plan for the district."]
["(b)","Set forth the proposed commitments and planned expenditures of the district to address the educational facilities needs of its students"]
[null,"and to adequately provide for the maintenance of the educational plant and ancillary facilities."]
[]
["(4)","The first year of the adopted district facilities work program shall constitute the capital outlay budget required in s. 235.18."]
[null,"The adopted district facilities work program shall include the information required in paragraphs (2) (a) 1., 2., and 3., based upon projects actually"]
[null,"funded in the program."]
{"$rows_empty":7}
["Respectfully submitted this       15th       day of         October        , 2002."]
[]
[null,"SCHOOL BOARD OF ","Broward  COUNTY"]
[]
["DISTRICT SUPERINTENDENT:",{"$nulls":4},"Franklin L. Till, Jr."]
[null,null,"Signature",null,null,"Name Printed",null,null,"Date"]
[]
["COMPTROLLER:",{"$nulls":4},"I. Benjamin Leong",null,null,null," "]
[null,null,"Signature",null,null,"Name Printed",null,null,"Date",null," "]
[]
["DISTRICT POINT-OF-CONTACT PERSON:",null,null,"Alexander Baum","Director, Capital Systems Reporting & Control",null,"954-712-1715","abaum9873@cap-ii.broward.k12.fl.us",null," "]
[null,null,null,"Name Printed","Job Title","Phone number(s)",null,"E-Mail Address",null,null," "]