{"text_format":"2","workbook":"xls","n_sheets":2,"sheets":["*****","5YrWkPlan"],"not_rendered":{"charts":0,"images":0,"macros":1,"external_links":1,"defined_names":3,"comments":0,"pivot_tables":0},"unopened":[],"bounds":{"document_bytes":16777216,"sheet_cells":100000,"run_cost":"one","rows_first":2000,"rows_last":500,"rows_between":2000,"halvings":0,"cell_chars":16384,"cell_head_chars":4096},"cells_cut":0,"cells_raw":0,"read":"whole","date_system":"1900","formulas":"cached_only"}

{"sheet":"*****","index":0,"n_rows":0,"n_cols":0,"rows_kept":0,"cut":false,"hidden":true,"merged":[],"flags":["formulas_cached_only"]}

{"sheet":"5YrWkPlan","index":1,"n_rows":4926,"n_cols":25,"rows_kept":4926,"cut":false,"hidden":false,"merged":[],"flags":["formulas_cached_only"]}
[]
["BROWARD  SCHOOL DISTRICT - - FACILITIES FIVE-YEAR WORK PROGRAM"]
["BROWARD   SCHOOL  DISTRICT - -  WORKSHEET "]
["This work program worksheet must be filled out completely and a paper copy signed and submitted to the SMART Schools Clearinghouse, and a copy submitted ",{"$nulls":8},"Last Revised",{"$nulls":14},"The application must be filled out completely and a paper copy signed and submitted to the SMART Schools Clearinghouse, and a copy submitted electronically by September 1, 1998, and all data accurate as of July 15, 1998."]
["electronically in digital format, as you received it (not a fax), prior to September 15, 1999, and all data accurate as of July 15, 1999.",{"$nulls":8},"1999-08-05",{"$nulls":14},"The application must be filled out completely and a paper copy signed and submitted to the SMART Schools Clearinghouse, and a copy submitted electronically by September 1, 1998, and all data accurate as of July 15, 1998."]
["District: ====>",null,"BROWARD","Date: ==>","1999-09-29",null,"For fiscal years","  1999-2000 through 2003-2004"]
[]
["Section 235.185 School district facilities work program; definitions; preparation, adoption, and amendment."]
[]
["(1)    DEFINITIONS"]
["(a)"]
["(b)"]
{"$rows_empty":7}
["(2)     PREPARATION OF TENTATIVE DISTRICT FACILITIES WORK PROGRAM"]
["(a)"]
[]
["1 .","A schedule of major repair and renovation projects necessary to maintain the educational plant and ancillary facilities"]
[null,"of the district."]
[null,null,null,"1999-00 ","2000-01 ","2001-02 ","2002-03 ","2003-04 "]
["Loc#","Location","Project","Actual Budget","Projected Cost","Projected Cost","Projected Cost","Projected Cost","5 YEAR TOTAL"]
[null,"Facilities Remodeling & Renovation"]
[1741,"Anderson, Boyd H. High","Athletic Field",381686,{"$nulls":4},381686]
[9855,"BECON/ITV","Remodeling/Expansion",null,null,778841,null,null,778841]
[9855,"BECON/ITV","Renovation",null,383351,null,null,null,383351]
[9855,"BECON/ITV","Renovation",300000,{"$nulls":4},300000]
[871,"Bright Horizons School","General Renovation/Additions",81658,36998,null,null,null,118656]
[1681,"Coconut Creek High","Track Renovation",{"$nulls":4},150000,150000]
[1931,"Cooper City High","Regional Athletic Facility",{"$nulls":4},1500000,1500000]
[1931,"Cooper City High","Remodeling and Renovation",null,null,449219,3340157,286624,4076000]
[3222,"Cross Creek School","Remodeling",60000,{"$nulls":4},60000]
[0,"District Wide","Ancillary Facilities",1733000,1616649,1244159,2446000,null,7039808]
[0,"District Wide","Asbestos",2548000,2548000,2548000,2548000,null,10192000]
[0,"District Wide","Charter School SIT Projects",4340800,{"$nulls":4},4340800]
[3391,"Flanagan, Charles High","Stadium Design",150000,{"$nulls":4},150000]
[851,"Floranada Elementary","Demolition & Playfields",1008000,{"$nulls":4},1008000]
[951,"Fort Lauderdale High","Repair Track & Tennis Courts",385000,"","","",null,385000]
[403,"Hallandale High","Auditorium Renovations",{"$nulls":4},100000,100000]
[403,"Hallandale High","Remodeling and Renovation",517567,90354,3450467,375997,50615,4485000]
[1661,"Hollywood Hills High","Remodeling and Renovation",null,null,942052,213198,2553765,3709015]
[621,"Larkdale Elementary","Renovations",182500,{"$nulls":4},182500]
[1841,"Mirror Lake Elementary","Master Plan Facility",{"$nulls":4},50000,50000]
["TBA","North Area Office","Site Acquisition",1500000,{"$nulls":4},1500000]
["1241","Northeast High","Athletic Facilities",745000,{"$nulls":4},745000]
[1241,"Northeast High","Master Plan Facility",{"$nulls":4},50000,50000]
[1241,"Northeast High","Remodeling and Renovation",11436,null,511959,3076756,386285,3986436]
[1271,"Nova Eisenhower Elementary","Site Improvements",400000,"","","",null,400000]
[1282,"Nova Forman Elementary","Site Improvements",400000,"","","",null,400000]
[1281,"Nova High","Remodeling and Renovation",412797,2366120,278083,null,null,3057000]
["1281","Nova High","Site Improvements",400000,{"$nulls":4},400000]
[1311,"Nova Middle","Remodeling, Renovations & Site Improvement",{"$nulls":4},1132100,1132100]
[1311,"Nova Middle","Site Improvements",400000,{"$nulls":4},400000]
[701,"Parkway Middle","Remodeling and Renovation",null,null,636662,4023604,396152,5056418]
[653,"Pine Ridge Alternative Center","Site Improvements",{"$nulls":4},100000,100000]
[1901,"Piper High","Regional Athletic Facility",1500000,{"$nulls":4},1500000]
["1451","Plantation High","Auditorium Seating",101000,{"$nulls":4},101000]
["1451","Plantation High","General Renovation/Additions",690993,{"$nulls":4},690993]
[1451,"Plantation High","Track Renovations ",{"$nulls":4},150000,150000]
[185,"Pompano Beach High School Institute of International Studies","ITV",100000,{"$nulls":4},100000]
[21,"Pompano Beach Middle","Site Improvement",{"$nulls":4},50000,50000]
[681,"Rock Island Elementary","Remodeling and Renovation",null,null,null,274865,1578216,1853081]
[1851,"Royal Palm Elementary","Site Needs",{"$nulls":4},50000,50000]
["TBA","South Area Maintenance","Site Acquisition",2000000,{"$nulls":4},2000000]
[171,"South Broward High","Regional Athletic Facility",{"$nulls":4},1500000,1500000]
[2351,"South Plantation High","Regional Athletic Facility",{"$nulls":4},1500000,1500000]
[211,"Stranahan High","Remodeling and Renovation",438170,1494914,279243,159634,null,2371961]
[2751,"Taravella J P High","Remodeling and Renovation",4969879,598369,24894,null,null,5593142]
[2831,"Western High","Convert MS RelocatableAnnex to HS Relocatable Annex",1900000,{"$nulls":4},1900000]
[2831,"Western High","Remodeling and Renovation",1737050,216037,null,null,null,1953087]
[452,"Whiddon-Rogers Ed Center","Remodeling and Renovation",{"$nulls":4},200000,200000]
[null,"HSS - Mold & Mildew Projects"]
[1791,"Apollo Middle","Mold & Mildew",130000,{"$nulls":4},130000]
[2221,"Atlantic Vocational Center","Mold & Mildew",270500,"","","",null,270500]
[2611,"Bair Middle","Mold & Mildew","",130000,"","",null,130000]
[2001,"Banyan Elementary","Mold & Mildew","",80000,"",null,null,80000]
[9855,"BECON/ITV","Mold & Mildew","",8000,"",null,null,8000]
[201,"Bennett Elementary","Mold & Mildew","",80000,"",null,null,80000]
[971,"Boulevard Heights Elementary","Mold & Mildew",60000,"","","",null,60000]
[871,"Bright Horizons School","Mold & Mildew","",83000,"",null,null,83000]
[811,"Broadview Elementary","Mold & Mildew",292000,"","","",null,292000]
[2771,"Broward Fire Academy","Mold & Mildew",47700,"","","",null,47700]
[1461,"Castle Hill Elementary","Mold & Mildew","",183120,null,"",null,183120]
[1421,"Coconut Creek Elementary","Mold & Mildew",325600,"","","",null,325600]
[1681,"Coconut Creek High","Mold & Mildew",263050,"","","",null,263050]
[1211,"Cooper City Elementary","Mold & Mildew",166046,"","","",null,166046]
[1931,"Cooper City High","Mold & Mildew","",2775000,"","",null,2775000]
[3041,"Coral Park Elementary","Mold & Mildew",1280000,"","","",null,1280000]
[2551,"Coral Springs Elementary","Mold & Mildew",105950,"","","",null,105950]
[1151,"Coral Springs High","Mold & Mildew",990000,"","","",null,990000]
[2981,"Country Isles Elementary","Mold & Mildew",1050168,"","","",null,1050168]
[3222,"Cross Creek School","Mold & Mildew",299740,"","","",null,299740]
[11,"Deerfield Beach Elementary","Mold & Mildew",199600,"","","",null,199600]
[1711,"Deerfield Beach High","Mold & Mildew",207000,"","","",null,207000]
[911,"Deerfield Beach Middle","Mold & Mildew","",180000,"","",null,180000]
[271,"Dillard Elementary","Mold & Mildew",375000,"","","",null,375000]
[0,"District Wide","Mold & Mildew",443000,{"$nulls":4},443000]
[0,"District Wide","Mold & Mildew",1473208,1473208,1473208,null,null,4419624]
[721,"Driftwood Elementary","Mold & Mildew","",11600,"",null,null,11600]
[361,"Ely High","Mold & Mildew",411950,"","","",null,411950]
[3191,"Embassy Creek Elementary","Mold & Mildew",206850,"","","",null,206850]
[9830,"ESEA Title I","Mold & Mildew","",17500,"","",null,17500]
[2631,"Forest Hills Elementary","Mold & Mildew","",110000,"","",null,110000]
[921,"Foster, Stephen Elementary","Mold & Mildew",110000,"","","",null,110000]
[2851,"Griffin Elementary","Mold & Mildew","",7100,null,"",null,7100]
[3131,"Hawkes Bluff Elementary","Mold & Mildew",98450,"","","",null,98450]
[111,"Hollywood Hills Elementary","Mold & Mildew","",14500,"",null,null,14500]
[1661,"Hollywood Hills High","Mold & Mildew","",178000,"",null,null,178000]
[1761,"Hollywood Park Elementary","Mold & Mildew","",46000,"","",null,46000]
[2531,"Horizon Elementary","Mold & Mildew","",80000,"",null,null,80000]
[1971,"Hunt, James S. Elementary","Mold & Mildew","",127000,"",null,null,127000]
[3181,"Indian Trace Elementary","Mold & Mildew",301000,"","","",null,301000]
[831,"Lake Forest Elementary","Mold & Mildew","",6500,"",null,null,6500]
[621,"Larkdale Elementary","Mold & Mildew","",83000,null,"",null,83000]
[1091,"Lloyd Estates Elementary","Mold & Mildew","",165592,"","",null,165592]
[2741,"Maplewood Elementary","Mold & Mildew",110000,"","","",null,110000]
[1161,"Margate Elementary","Mold & Mildew",108000,"","","",null,108000]
[581,"Margate Middle","Mold & Mildew","",40000,"","",null,40000]
[3291,"Marshall, Thurgood Elementary","Mold & Mildew",199450,"","","",null,199450]
[241,"McArthur High","Mold & Mildew",302910,"","","",null,302910]
[1291,"McFatter Voc-Tech Center","Mold & Mildew","",7500,"",null,null,7500]
[841,"McNab Elementary","Mold & Mildew",224700,"","","",null,224700]
[761,"Meadowbrook Elementary","Mold & Mildew","",80000,"",null,null,80000]
[531,"Miramar Elementary","Mold & Mildew",180000,"","","",null,180000]
[2691,"Morrow Elementary","Mold & Mildew","",123000,"",null,null,123000]
[881,"New River Middle","Mold & Mildew",20000,"","","",null,20000]
[2671,"Nob Hill Elementary","Mold & Mildew","",80000,null,"",null,80000]
[561,"Norcrest Elementary","Mold & Mildew","",126000,"","",null,126000]
[1191,"North Fork Elementary","Mold & Mildew","",109000,null,"",null,109000]
[2231,"North Lauderdale Elementary","Mold & Mildew","",108000,"",null,null,108000]
[31,"Oakland Park Elementary","Mold & Mildew","",150000,null,"",null,150000]
[472,"Olsen Middle Annex","Mold & Mildew",76000,"","","",null,76000]
[3311,"Palm Cove Elementary","Mold & Mildew",180000,"","","",null,180000]
[3171,"Park Springs Elementary","Mold & Mildew","",160750,"",null,null,160750]
[701,"Parkway Middle","Mold & Mildew",1137371,"","","",null,1137371]
[1221,"Pembroke Pines Elementary","Mold & Mildew","",10000,"",null,null,10000]
[1631,"Perry, Annabel Elementary","Mold & Mildew","",36000,"",null,null,36000]
[931,"Peters Elementary","Mold & Mildew","",123500,null,"",null,123500]
[2861,"Pines Lakes Elementary","Mold & Mildew","",14500,"",null,null,14500]
[1881,"Pines Middle","Mold & Mildew","",137500,null,"",null,137500]
[2811,"Pinewood Elementary","Mold & Mildew",258050,"","","",null,258050]
[1901,"Piper High","Mold & Mildew","",270000,null,"",null,270000]
[551,"Plantation Middle","Mold & Mildew","",134000,"","",null,134000]
[1251,"Plantation Park Elementary","Mold & Mildew","",80000,"","",null,80000]
[751,"Pompano Beach Elementary","Mold & Mildew",394900,"","","",null,394900]
[21,"Pompano Beach Middle","Mold & Mildew","",155000,null,"",null,155000]
[2721,"Ramblewood Elementary","Mold & Mildew",175000,"","","",null,175000]
[2711,"Ramblewood Middle","Mold & Mildew","",160000,"",null,null,160000]
[2121,"Rickards Middle","Mold & Mildew","",140000,null,"",null,140000]
[3031,"Riverside Elementary","Mold & Mildew",1280000,"","","",null,1280000]
[681,"Rock Island Elementary","Mold & Mildew",490300,"","","",null,490300]
[3061,"Sandpiper Elementary","Mold & Mildew",1280000,"",null,"",null,1280000]
[3401,"Sawgrass Elementary","Mold & Mildew","",377200,"","",null,377200]
[2871,"Sea Castle Elementary","Mold & Mildew",295000,"","","",null,295000]
[601,"Seagull School","Mold & Mildew",86000,"","","",null,86000]
[1891,"Seminole Middle","Mold & Mildew","",301000,"","",null,301000]
[1051,"Sheridan Vocational Center","Mold & Mildew","",96800,"",null,null,96800]
[3081,"Silver Ridge Elementary","Mold & Mildew",910190,"","","",null,910190]
[171,"South Broward High","Mold & Mildew","",330000,null,"",null,330000]
[2351,"South Plantation High","Mold & Mildew",429000,"","","",null,429000]
[691,"Stirling Elementary","Mold & Mildew",180000,"","","",null,180000]
[3011,"Stoneman Douglas High","Mold & Mildew",529000,223768,"","",null,752768]
[611,"Sunland Park Elementary","Mold & Mildew",205000,"","","",null,205000]
[1171,"Sunshine Elementary","Mold & Mildew",124636,"","","",null,124636]
[2621,"Tamarac Elementary","Mold & Mildew","",110000,null,"",null,110000]
[2751,"Taravella J P High","Mold & Mildew",539380,"","","",null,539380]
[571,"Tedder Elementary","Mold & Mildew","",95000,null,"",null,95000]
[3151,"Tequesta Trace Middle","Mold & Mildew",130000,"","","",null,130000]
[1021,"The Quest Center","Mold & Mildew","",8000,"",null,null,8000]
[3481,"Tradewinds Elementary","Mold & Mildew","",80000,"",null,null,80000]
[1621,"Village Elementary","Mold & Mildew","",148790,null,"",null,148790]
[161,"West Hollywood Elementary","Mold & Mildew",180000,"","","",null,180000]
[2681,"Westchester Elementary","Mold & Mildew","",135000,null,"",null,135000]
[2831,"Western High","Mold & Mildew","",289710,"","",null,289710]
[412,"Whiddon-Rogers Annex","Mold & Mildew",195000,"","","",null,195000]
[452,"Whiddon-Rogers Ed Center","Mold & Mildew","",130000,"","",null,130000]
[null,"Education Technology Services - Technology Upgrades"]
[2511,"Atlantic West Elementary","Technology Upgrade",468019,221303,null,null,null,689322]
[2001,"Banyan Elementary","Technology Upgrade",593548,228200,null,null,null,821748]
[341,"Bethune, Mary M. Elementary","Technology Upgrade",null,591115,null,null,null,591115]
[971,"Boulevard Heights Elementary","Technology Upgrade",605750,235508,null,null,null,841258]
[871,"Bright Horizons School","Technology Upgrade",214624,201132,null,null,null,415756]
[811,"Broadview Elementary","Technology Upgrade",null,587447,null,null,null,587447]
[501,"Broward Estates Elementary","Technology Upgrade",317457,183808,null,null,null,501265]
[2641,"Central Park Elementary","Technology Upgrade",580750,250342,null,null,null,831092]
[2961,"Chapel Trail Elementary","Technology Upgrade",596250,269883,null,null,null,866133]
[1421,"Coconut Creek Elementary","Technology Upgrade",260721,250342,null,null,null,511063]
[231,"Colbert Elementary","Technology Upgrade",null,311826,null,null,null,311826]
[1211,"Cooper City Elementary","Technology Upgrade",null,685718,null,null,null,685718]
[3041,"Coral Park Elementary","Technology Upgrade",609048,251272,null,null,null,860320]
[2551,"Coral Springs Elementary","Technology Upgrade",null,639559,null,null,null,639559]
[3111,"Country Hills Elementary","Technology Upgrade",596250,288467,null,null,null,884717]
[2981,"Country Isles Elementary","Technology Upgrade",609048,361569,null,null,null,970617]
[901,"Cresthaven Elementary","Technology Upgrade",362212,199052,null,null,null,561264]
[221,"Croissant Park Elementary","Technology Upgrade",581250,257239,null,null,null,838489]
[3222,"Cross Creek School","Technology Upgrade",null,586124,null,null,null,586124]
[1781,"Cypress Elementary","Technology Upgrade",317955,179839,null,null,null,497794]
[2123,"Cypress Run Alternative / Exceptional Center","Technology Upgrade",null,null,625504,null,null,625504]
[101,"Dania Elementary","Technology Upgrade",347212,201871,null,null,null,549083]
[2801,"Davie Elementary","Technology Upgrade",null,608529,null,null,null,608529]
[11,"Deerfield Beach Elementary","Technology Upgrade",null,531020,null,null,null,531020]
[391,"Deerfield Park Elementary","Technology Upgrade",null,544898,null,null,null,544898]
[271,"Dillard Elementary","Technology Upgrade",null,549848,null,null,null,549848]
[3221,"Drew Elementary","Technology Upgrade",332957,219004,null,null,null,551961]
[721,"Driftwood Elementary","Technology Upgrade",null,564547,null,null,null,564547]
[3461,"Eagle Point Elementary","Technology Upgrade",601250,314166,null,null,null,915416]
[3191,"Embassy Creek Elementary","Technology Upgrade",596250,266216,null,null,null,862466]
[1641,"Fairway Elementary","Technology Upgrade",null,582829,null,null,null,582829]
[2541,"Flamingo Elementary","Technology Upgrade",null,588577,null,null,null,588577]
[2631,"Forest Hills Elementary","Technology Upgrade",594048,236137,null,null,null,830185]
[921,"Foster, Stephen Elementary","Technology Upgrade",null,403505,null,null,null,403505]
[2851,"Griffin Elementary","Technology Upgrade",609048,222973,null,null,null,832021]
[3131,"Hawkes Bluff Elementary","Technology Upgrade",465750,258388,null,null,null,724138]
[121,"Hollywood Central Elementary","Technology Upgrade",null,566326,null,null,null,566326]
[111,"Hollywood Hills Elementary","Technology Upgrade",null,null,739468,null,null,739468]
[1761,"Hollywood Park Elementary","Technology Upgrade",null,582629,null,null,null,582629]
[2531,"Horizon Elementary","Technology Upgrade",null,645570,null,null,null,645570]
[1971,"Hunt, James S. Elementary","Technology Upgrade",null,432875,null,null,null,432875]
[3181,"Indian Trace Elementary","Technology Upgrade",581250,223192,null,null,null,804442]
[1611,"King, Martin Luther Elementary","Technology Upgrade",null,544134,null,null,null,544134]
[831,"Lake Forest Elementary","Technology Upgrade",null,779892,null,null,null,779892]
[431,"Lauderdale Manors Elementary","Technology Upgrade",null,548199,null,null,null,548199]
[1091,"Lloyd Estates Elementary","Technology Upgrade",null,496756,null,null,null,496756]
[2741,"Maplewood Elementary","Technology Upgrade",466250,250232,null,null,null,716482]
[1161,"Margate Elementary","Technology Upgrade",null,812899,null,null,null,812899]
[3291,"Marshall, Thurgood Elementary","Technology Upgrade",null,245099,null,null,null,245099]
[531,"Miramar Elementary","Technology Upgrade",null,592082,null,null,null,592082]
[1841,"Mirror Lake Elementary","Technology Upgrade",null,663153,null,null,null,663153]
[2691,"Morrow Elementary","Technology Upgrade",null,657366,null,null,null,657366]
[2671,"Nob Hill Elementary","Technology Upgrade",null,622130,null,null,null,622130]
[521,"North Andrews Gardens Elementary","Technology Upgrade",null,640561,null,null,null,640561]
[2231,"North Lauderdale Elementary","Technology Upgrade",null,605863,null,null,null,605863]
[31,"Oakland Park Elementary","Technology Upgrade",null,488516,null,null,null,488516]
[461,"Oakridge Elementary","Technology Upgrade",null,557650,null,null,null,557650]
[711,"Orange Brook Elementary","Technology Upgrade",null,null,814367.5,null,null,814367.5]
[3311,"Palm Cove Elementary","Technology Upgrade",null,717387,null,null,null,717387]
[1131,"Palmview Elementary","Technology Upgrade",null,517902,null,null,null,517902]
[1951,"Park Ridge Elementary","Technology Upgrade",null,516617,null,null,null,516617]
[3171,"Park Springs Elementary","Technology Upgrade",null,715088,null,null,null,715088]
[2071,"Pasadena Lakes Elementary","Technology Upgrade",null,886020,null,null,null,886020]
[2661,"Pembroke Lakes Elementary","Technology Upgrade",594048,238956,null,null,null,833004]
[1221,"Pembroke Pines Elementary","Technology Upgrade",null,786679,null,null,null,786679]
[1631,"Perry, Annabel Elementary","Technology Upgrade",null,586816,null,null,null,586816]
[931,"Peters Elementary","Technology Upgrade",null,645827,null,null,null,645827]
[653,"Pine Ridge Alternative Center","Technology Upgrade",null,639460,null,null,null,639460]
[2861,"Pines Lakes Elementary","Technology Upgrade",null,838288,null,null,null,838288]
[2811,"Pinewood Elementary","Technology Upgrade",null,682545,null,null,null,682545]
[2571,"Pioneer Middle","Technology Upgrade",1162446,{"$nulls":4},1162446]
[551,"Plantation Middle","Technology Upgrade",982416,{"$nulls":4},982416]
[1251,"Plantation Park Elementary","Technology Upgrade",null,795932,null,null,null,795932]
[751,"Pompano Beach Elementary","Technology Upgrade",null,557033,null,null,null,557033]
[3121,"Quiet Waters Elementary","Technology Upgrade",null,633921,null,null,null,633921]
[2721,"Ramblewood Elementary","Technology Upgrade",null,834411,null,null,null,834411]
[2891,"Riverglades Elementary","Technology Upgrade",null,835206,null,null,null,835206]
[151,"Riverland Elementary","Technology Upgrade",null,567560,null,null,null,567560]
[3031,"Riverside Elementary","Technology Upgrade",null,882308,null,null,null,882308]
[681,"Rock Island Elementary","Technology Upgrade",null,521870,null,null,null,521870]
[891,"Sanders Park Elementary","Technology Upgrade",null,518788,null,null,null,518788]
[3061,"Sandpiper Elementary","Technology Upgrade",594048,290027,null,null,null,884075]
[3401,"Sawgrass Elementary","Technology Upgrade",null,544159,null,null,null,544159]
[2871,"Sea Castle Elementary","Technology Upgrade",null,850137,null,null,null,850137]
[601,"Seagull School","Technology Upgrade",230124,198787,null,null,null,428911]
[1891,"Seminole Middle","Technology Upgrade",1018871,{"$nulls":4},1018871]
[1811,"Sheridan Hills Elementary","Technology Upgrade",null,528830,null,null,null,528830]
[1321,"Sheridan Park Elementary","Technology Upgrade",null,571353,null,null,null,571353]
[3081,"Silver Ridge Elementary","Technology Upgrade",null,894953,null,null,null,894953]
[405,"South Area Alternative Center","Technology Upgrade",null,860536,null,null,null,860536]
[691,"Stirling Elementary","Technology Upgrade",null,634087,null,null,null,634087]
[611,"Sunland Park Elementary","Technology Upgrade",null,324412,null,null,null,324412]
[1171,"Sunshine Elementary","Technology Upgrade",null,816610,null,null,null,816610]
[2621,"Tamarac Elementary","Technology Upgrade",401048,308528,null,null,null,709576]
[571,"Tedder Elementary","Technology Upgrade",596250,194153,null,null,null,790403]
[3151,"Tequesta Trace Middle","Technology Upgrade",1072350,{"$nulls":4},1072350]
[1021,"The Quest Center","Technology Upgrade",null,755250,null,null,null,755250]
[731,"Tropical Elementary","Technology Upgrade",null,815871,null,null,null,815871]
[1621,"Village Elementary","Technology Upgrade",317957,257348,null,null,null,575305]
[2881,"Welleby Elementary","Technology Upgrade",null,718537,null,null,null,718537]
[161,"West Hollywood Elementary","Technology Upgrade",596250,217855,null,null,null,814105]
[2681,"Westchester Elementary","Technology Upgrade",null,734097,null,null,null,734097]
[2052,"Westpine Middle","Technology Upgrade",1067752,{"$nulls":4},1067752]
[631,"Westwood Heights Elementary","Technology Upgrade",null,50250,75000,null,null,125250]
[1752,"Whispering Pines Ctr","Technology Upgrade",null,227906,272598,null,null,500504]
[191,"Wilton Manors Elementary","Technology Upgrade",null,390010,74504,null,null,464514]
[991,"Wingate Oaks Center","Technology Upgrade",null,181234,217443,null,null,398677]
[3091,"Winston Park Elementary","Technology Upgrade",null,581250,242925,null,null,824175]
[3001,"Young, Walter C. Middle","Technology Upgrade",1122932,{"$nulls":4},1122932]
[0,"Added Enduser Equip/Refresh To Balance","Technology Upgrade","","",12888191,"","",12888191]
[0,"Added Enduser Equip/Refresh To Balance","Technology Upgrade","","","",3699908,"",3699908]
[0,"Added Enduser Equip/Refresh To Balance","Technology Upgrade","","","","",3699908,3699908]
[0,"Technology Other","Technology Upgrade","",58142,"","","",58142]
[0,"Adm Sys Repl (Pers/Pay, Finance) Yr 2","Technology Upgrade",3000000,"","","","",3000000]
[0,"Adm Sys Repl (Pers/Pay, Finance) Yr 3","Technology Upgrade","",4725000,"","","",4725000]
[0,"Adm Sys Repl (Pers/Pay, Finance) Yr 4","Technology Upgrade","","",340000,"","",340000]
[0,"BECON/ITV/ Tele-Conferencing System","Technology Upgrade",797000,"","","","",797000]
[0,"Capitalized Costs ","Technology Upgrade",368336,"","","","",368336]
[0,"Capitalized Costs ","Technology Upgrade","",375921,"","","",375921]
[0,"Capitalized Costs ","Technology Upgrade","","",368198,"","",368198]
[0,"Capitalized Costs ","Technology Upgrade","","","",368279,"",368279]
[0,"Capitalized Costs ","Technology Upgrade","","","","",386693,386693]
[0,"CD/IM System Yr 1","Technology Upgrade",1000000,"","","","",1000000]
[0,"CD/IM System Yr 2","Technology Upgrade","",1000000,"","","",1000000]
[0,"Computer Based Training Yr 2","Technology Upgrade",2000000,"","","","",2000000]
[0,"Computer Based Training Yr 3","Technology Upgrade","",1000000,"","","",1000000]
[0,"Data Warehouse Yr 3","Technology Upgrade","",466667,"","","",466667]
[0,"Distance Learning Initiative","Technology Upgrade","","","","",500000,500000]
[0,"District Wide Infrastructure Impr ","Technology Upgrade",2945000,"","","","",2945000]
[0,"Driftwood Elem/Middle","Technology Upgrade",1021170,"","","","",1021170]
[0,"Enduser Equip Refresh/Update","Technology Upgrade","","",15956919,"","",15956919]
[0,"Enduser Equip Refresh/Update","Technology Upgrade","","","",15956919,"",15956919]
[0,"Enduser Equip Refresh/Update","Technology Upgrade","","","","",11925744,11925744]
[0,"Infrastructure Equip Refresh/Update","Technology Upgrade","","",13755750,"","",13755750]
[0,"Infrastructure Equip Refresh/Update","Technology Upgrade","","","",9406052,"",9406052]
[0,"Infrastructure Equip Refresh/Update","Technology Upgrade","","","","",9406052,9406052]
[0,"KCW/ Sailboat Bend / Comptr. Office/TSSC Upgr ","Technology Upgrade",866148,"","","","",866148]
[0,"Learning Resource Mgmt Sys Yr 2  ","Technology Upgrade",500000,"","","","",500000]
[0,"Purchasing/Whse Mgmt Sys. Yr 2","Technology Upgrade",750000,"","","","",750000]
[0,"Rapid Application Dev Sys Yr 2","Technology Upgrade",466667,"","","","",466667]
[0,"Site Level Assessment Management System","Technology Upgrade","","","","",2100000,2100000]
[0,"Site Level Network Servers","Technology Upgrade",5823422,"","","","",5823422]
[0,"Upgrade Prior Standard Phone Systems","Technology Upgrade","","","","",686273,686273]
[0,"WAN/ICI Design Phase Yr 2 ","Technology Upgrade",7000000,"","","","",7000000]
[0,"WAN/ICI Design Phase Yr 3 ","Technology Upgrade","",7950000,"","","",7950000]
[0,"Adjusted for Additional USF received for 1998","Technology Upgrade",-6798108,{"$nulls":4},-6798108]
[0,"Adjusted for Additional USF received for 00/01","Technology Upgrade",null,-3699908,null,null,null,-3699908]
[0,"Adjusted for Additional USF received for 01/02","Technology Upgrade",null,null,-3699908,null,null,-3699908]
[0,"Adjusted for Additional USF received for 02/03","Technology Upgrade",null,null,null,-3699908,null,-3699908]
[0,"Adjusted for Additional USF received for 03/04","Technology Upgrade",{"$nulls":4},-3699908,-3699908]
[null,"Health Safety & Sanitation"]
["1741","Anderson, Boyd H. High","Bleachers:  Repair/replace baseball bleachers",0,0,0,0,6000,6000]
["1741","Anderson, Boyd H. High","Bleachers: Gym",null,100000,null,null,null,100000]
["1741","Anderson, Boyd H. High","Bus Barricades",12000,{"$nulls":4},12000]
["1741","Anderson, Boyd H. High","Electrical/Fire Safety Violations",7508,7883,8277,8691,9561,41920]
["1741","Anderson, Boyd H. High","Fencing: Replace Fence",122500,{"$nulls":4},122500]
["1741","Anderson, Boyd H. High","Infra-Electric: Upgrade Emergency Generator",50000,{"$nulls":4},50000]
["1791","Apollo Middle","Electrical/Fire Safety Violations",7875,8269,8682,9116,10028,43970]
["1791","Apollo Middle","Fencing: Replace Fence.",null,113800,null,null,null,113800]
["1791","Apollo Middle","Infra-Electric:  Upgrade Intercom System",null,75000,null,null,null,75000]
["1791","Apollo Middle","Installation of Tile",null,68000,null,null,null,68000]
["1791","Apollo Middle","Pools:  Renovate/Remarcite/Electrical/Plumbing",null,50000,null,null,null,50000]
["1791","Apollo Middle","Pools:  Replace Pool Lane Lines",null,2700,null,null,null,2700]
["1791","Apollo Middle","Pools:  Upgrade Computer Chemical Flow Meter",null,3000,null,null,null,3000]
["1791","Apollo Middle","Ventilation:  Repair/Replace Exhaust Fans.",5000,5000,null,5000,null,15000]
["2221","Atlantic Vocational Center","Electrical/Fire Safety Violations",7403,7995,8634,9325,10258,43615]
["2221","Atlantic Vocational Center","Fencing:  Replace Fencing",null,null,null,120700,null,120700]
["2221","Atlantic Vocational Center","Flooring:  Installation of Tile",{"$nulls":4},65000,65000]
["2221","Atlantic Vocational Center","Upgrade Intercom System",null,52500,null,null,null,52500]
["2221","Atlantic Vocational Center","Ventilation:  Repair/Replace Exhaust Fans",4500,{"$nulls":4},4500]
["2511","Atlantic West Elementary","Electrical/Fire Safety Violations",6353,6670,7004,7354,8090,35471]
["2511","Atlantic West Elementary","Fencing:  Replace Fence.",null,61200,null,null,null,61200]
["2511","Atlantic West Elementary","Generator:  Install New Generator",{"$nulls":4},120000,120000]
["2511","Atlantic West Elementary","Install Bus / Parent Drive",null,null,null,200000,null,200000]
["2511","Atlantic West Elementary","Partial Installation of Tile",null,44000,null,null,null,44000]
["0343","Attucks Middle","Electrical/Fire Safety Violations",7875,8269,8682,9116,10028,43970]
["0343","Attucks Middle","Fencing:  Replace Fence.",null,107300,null,null,null,107300]
["0343","Attucks Middle","Fencing: Replace Fence (perimeter of school)",{"$nulls":4},116120,116120]
["0343","Attucks Middle","Pool:  Renovate/Remarcite/Electrical/Plumbing",50000,{"$nulls":4},50000]
["0343","Attucks Middle","Pool:  Replace Pool Lane Lines",2700,{"$nulls":4},2700]
["0343","Attucks Middle","Pool:  Upgrade Computer Chemical Flow Meter",3000,{"$nulls":4},3000]
["2611","Bair Middle","Electrical/Fire Safety Violations",24255,25468,26741,28078,30886,135428]
["2611","Bair Middle","Fencing:  Replace Fence.",null,null,null,120700,null,120700]
["2001","Banyan Elementary","Electrical/Fire Safety Violations",5460,5733,6020,6321,6954,30488]
["2001","Banyan Elementary","Fencing:  Replace Fence.",null,61200,null,null,null,61200]
["2001","Banyan Elementary","Flooring:  Installation of Tile",{"$nulls":4},65000,65000]
["2001","Banyan Elementary","Infra-Electric:  Upgrade Emergency Generators",null,30000,null,null,null,30000]
["2001","Banyan Elementary","Ventilation:  Repair/Replace Exhaust Fans.",5000,null,5000,5000,null,15000]
["0641","Bayview Elementary","Electrical/Fire Safety Violations",8978,9426,9898,10393,11433,50128]
["0641","Bayview Elementary","Flooring:  Installation of Tile Media Center",{"$nulls":4},25000,25000]
[1292,"BECON","Electric/Fire Safety Violations",2500,2750,3025,3328,3661,15264]
[1292,"BECON","Flooring:  Installation of Tile",{"$nulls":4},15000,15000]
["0201","Bennett Elementary","Electrical/Fire Safety Violations",4673,4906,5151,5409,5950,26089]
["0201","Bennett Elementary","Flooring:  Installation of Tile",{"$nulls":4},30000,30000]
["0341","Bethune, Mary M. Elementary","Electrical/Fire Safety Violations",7560,7938,8335,8752,9628,42213]
["0341","Bethune, Mary M. Elementary","Fencing:  Replace Fence.",59400,{"$nulls":4},59400]
["0341","Bethune, Mary M. Elementary","Fencing: Replace Fence (west side of school)",{"$nulls":4},5954,5954]
["0971","Boulevard Heights Elementary","Electrical/Fire Safety Violations",3413,3583,3762,3950,4345,19053]
["0971","Boulevard Heights Elementary","Fencing:  Replace Fence.",43700,{"$nulls":4},43700]
["0871","Bright Horizons School","Bus Barricades.",null,12000,null,null,null,12000]
["0871","Bright Horizons School","Electrical/Fire Safety Violations",5460,5733,6020,6321,6954,30488]
["0871","Bright Horizons School","Fencing:  Replace Fence.",null,61200,null,null,null,61200]
["0871","Bright Horizons School","Pool:  Renovate/Remarcite/Electrical/Plumbing",null,10000,null,null,null,10000]
["0871","Bright Horizons School","Pool:  Upgrade Computer Chemical Flow Meter",null,3000,null,null,null,3000]
["0871","Bright Horizons School","Ventilation:  Repair/Replace Exhaust Fans.",5500,null,5000,null,null,10500]
["0811","Broadview Elementary","Bus/Parent Drive",{"$nulls":4},100000,100000]
["0811","Broadview Elementary","Electrical/Fire Safety Violations",8295,8710,9145,9602,10563,46315]
["0811","Broadview Elementary","Fencing:  Replace Fence",null,47800,null,null,null,47800]
["0811","Broadview Elementary","Flooring:  Installation of Tile",67200,{"$nulls":4},67200]
["0501","Broward Estates Elementary","Electrical/Fire Safety Violations",5355,5623,5904,6199,6819,29900]
["0501","Broward Estates Elementary","Fencing: Replace Fence (perimeter of school)",{"$nulls":4},43847,43847]
["0501","Broward Estates Elementary","Flooring:  Installation of Tile",{"$nulls":4},35000,35000]
["1382","Castle Hill Annex","Electrical/Fire Safety Violations",4515,4741,4978,5227,5750,25211]
["1461","Castle Hill Elementary","Electrical/Fire Safety Violations",3255,3418,3589,3768,4145,18175]
["1461","Castle Hill Elementary","Flooring:  Installation of Tile",{"$nulls":4},65000,65000]
["1461","Castle Hill Elementary","Generator:  Install New Generator.",{"$nulls":4},120000,120000]
[3271,"Central Area Office","Electric/Fire Safety Violations",100,110,121,134,148,613]
["2641","Central Park Elementary","Electrical/Fire Safety Violations",12128,12734,13371,14039,15443,67715]
["2641","Central Park Elementary","Flooring:  Installation of Tile",{"$nulls":4},65000,65000]
["2961","Chapel Trail Elementary","Electrical/Fire Safety Violations",8925,9371,9840,10332,11366,49834]
["1421","Coconut Creek Elementary","Electrical/Fire Safety Violations",6720,7056,7409,7779,8557,37521]
["1421","Coconut Creek Elementary","Fencing:  Replace Fence.",{"$nulls":4},59400,59400]
["1421","Coconut Creek Elementary","Flooring:  Installation of Tile",50000,{"$nulls":4},50000]
["1681","Coconut Creek High","Bleachers:  Repair/Replace Baseball Field Bleachers",null,null,10000,null,null,10000]
["1681","Coconut Creek High","Bleachers:  Repair/Replace Gymnasium Bleachers",100000,{"$nulls":4},100000]
["1681","Coconut Creek High","Bus/Parent Drives",null,null,150000,null,null,150000]
["1681","Coconut Creek High","Electrical/Fire Safety Violations",10238,10749,11287,11851,13037,57162]
["1681","Coconut Creek High","Fencing:  Replace Fence.",{"$nulls":4},133750,133750]
["1681","Coconut Creek High","Flooring:  Installation of Tile",80000,{"$nulls":4},80000]
["1681","Coconut Creek High","Infra-Electric:  Upgrade Emergency Generator",null,50000,null,null,null,50000]
["1681","Coconut Creek High","Infra-Plumbing:  Gas Serving Lines",46000,{"$nulls":4},46000]
["1681","Coconut Creek High","Repair/Replace Exhaust System",5500,null,5500,5000,null,16000]
["0231","Colbert Elementary","Electrical/Fire Safety Violations",7718,8103,8509,8934,9828,43092]
["0231","Colbert Elementary","Fencing:  Replace Fence.",null,null,63000,null,null,63000]
["0231","Colbert Elementary","Install Bus / Parent Drive",50000,{"$nulls":4},50000]
["0231","Colbert Elementary","Repair/Replace Ventilation System",4000,5000,null,null,null,9000]
["0331","Collins Elementary","Electrical/Fire Safety Violations",7875,8269,8682,9116,10028,43970]
["0331","Collins Elementary","Fencing:  Replace Fence.",null,61200,null,null,null,61200]
["0331","Collins Elementary","Flooring:  Installation of Tile",null,37500,null,null,null,37500]
["0331","Collins Elementary","Upgrade Intercom System",100000,{"$nulls":4},100000]
["1211","Cooper City Elementary","Electrical/Fire Safety Violations",5513,5788,6078,6381,7020,30780]
["1211","Cooper City Elementary","Fencing:  Replace Fence.",null,61200,null,null,null,61200]
["1211","Cooper City Elementary","Flooring:  Installation of Tile",35152,{"$nulls":4},35152]
["1211","Cooper City Elementary","Infra-Electric:  Install New Generator.",{"$nulls":4},120000,120000]
["1211","Cooper City Elementary","Infra-Electric:  Upgrade Intercom System",null,100000,null,null,null,100000]
["1211","Cooper City Elementary","Infra-Plumbing:  Gas Serving Lines",10500,{"$nulls":4},10500]
["1931","Cooper City High","Bleachers:  Repair Bleachers / Exterior",null,null,3000,null,null,3000]
["1931","Cooper City High","Electrical/Fire Safety Violations",10238,10749,11287,11851,13037,57162]
["1931","Cooper City High","Fencing:  Replace Fence.",null,null,52177,null,null,52177]
["1931","Cooper City High","Infra-Electric:  Upgrade Intercom System.",85000,{"$nulls":4},85000]
["1931","Cooper City High","Pool:  Renovate/Remarcite/Electrical/Plumbing",null,null,null,75000,null,75000]
["1931","Cooper City High","Repair/Replace Exhaust Fans.",5000,null,5000,null,null,10000]
["1931","Cooper City High","Replace Pool Lane Lines",null,null,null,2700,null,2700]
["1931","Cooper City High","Replace Weight Room",null,null,null,75000,null,75000]
["3041","Coral Park Elementary","Electrical/Fire Safety Violations",1995,2095,2199,2309,2540,11138]
["3041","Coral Park Elementary","Fencing:  Replace Fence.",null,null,41000,null,null,41000]
["3041","Coral Park Elementary","Flooring:  Installation of Tile",null,30000,null,null,null,30000]
["3041","Coral Park Elementary","Infra-Electric:  Outside Security Lighting.",null,null,33000,null,null,33000]
["2551","Coral Springs Elementary","Electrical/Fire Safety Violations",5040,5292,5557,5834,6418,28141]
["2551","Coral Springs Elementary","Fencing:  Replace Fence.",null,14774,null,null,null,14774]
["2551","Coral Springs Elementary","Flooring:  Installation of Tile",{"$nulls":4},45000,45000]
["2551","Coral Springs Elementary","Repair/Replace Exhaust Fans.",5500,5000,null,5000,null,15500]
["1151","Coral Springs High","Electrical/Fire Safety Violations",5723,6009,6309,6625,7288,31954]
["1151","Coral Springs High","Fencing: Replace Fence.",null,80000,null,null,46000,126000]
["1151","Coral Springs High","Flooring:  Installation of Tile",null,50000,null,null,null,50000]
["1151","Coral Springs High","Infra-Electric: Upgrade  Generator",null,50000,null,null,null,50000]
["1151","Coral Springs High","Repair/Replace Ventilation System",6000,null,6000,15000,null,27000]
["2561","Coral Springs Middle","Electrical/Fire Safety Violations",7823,8214,8624,9056,9962,43679]
["2561","Coral Springs Middle","Fence: Replace Fence",null,113800,null,null,null,113800]
["2561","Coral Springs Middle","Flooring:  Installation of Tile",null,50000,null,null,null,50000]
["2561","Coral Springs Middle","Repair/Replace Exhaust Fans.",5000,null,null,5000,null,10000]
["3111","Country Hills Elementary","Electrical/Fire Safety Violations",9975,10474,10997,11547,12702,55695]
["3111","Country Hills Elementary","Flooring:  Installation of Tile",30430,null,null,null,14570,45000]
["3111","Country Hills Elementary","Install Bus / Parent Drive",150000,{"$nulls":4},150000]
["2981","Country Isles Elementary","Electrical/Fire Safety Violations",4778,5016,5267,5531,6085,26677]
["0901","Cresthaven Elementary","Electrical/Fire Safety Violations",7350,7718,8103,8509,9360,41040]
["0901","Cresthaven Elementary","Fencing: Replace Fence",null,null,null,64900,null,64900]
["0901","Cresthaven Elementary","Flooring:  Installation of Tile",{"$nulls":4},75000,75000]
["0221","Croissant Park Elementary","Electrical/Fire Safety Violations",3885,4079,4283,4497,4947,21691]
["0221","Croissant Park Elementary","Infra-Electric: Install Emergency Generators",null,null,null,30000,null,30000]
["0221","Croissant Park Elementary","Repair/Replacement Of Ramps",null,null,5000,8000,null,13000]
["3222","Cross Creek School","Electrical/Fire Safety Violations",2520,2646,2778,2917,3209,14070]
["3222","Cross Creek School","Flooring:  Installation of Tile",{"$nulls":4},30000,30000]
["1871","Crystal Lake Community Middle","Electrical/Fire Safety Violations",8610,9040,9493,9967,10964,48074]
["1871","Crystal Lake Community Middle","Fencing:  Replace Fence.",null,113800,null,null,null,113800]
["1781","Cypress Elementary","Electrical/Fire Safety Violations",2468,2591,2720,2856,3142,13777]
["1781","Cypress Elementary","Fencing: Replace Fence (perimeter of school)",null,null,112148,null,null,112148]
["2123","Cypress Run Alternative / Exceptional Center","Electrical/Fire Safety Violations",683,717,752,790,869,3811]
["1071","Dandy, Wm. Middle","Electrical/Fire Safety Violations",7928,8324,8740,9177,10095,44264]
["1071","Dandy, Wm. Middle","Flooring:  Installation of Tile",{"$nulls":4},45000,45000]
["1071","Dandy, Wm. Middle","Repair/Replace Exhaust Fans.",5000,5000,5000,5000,null,20000]
["0101","Dania Elementary","Electrical/Fire Safety Violations",4148,4355,4573,4801,5282,23159]
["0101","Dania Elementary","Fencing:  Replace Fence.",64900,{"$nulls":4},64900]
["2801","Davie Elementary","Electrical/Fire Safety Violations",2835,2977,3126,3282,3611,15831]
["2801","Davie Elementary","Fencing:  Replace Fence.",null,61200,null,null,null,61200]
["0011","Deerfield Beach Elementary","Electrical/Fire Safety Violations",9083,9537,10013,10514,11566,50713]
["0011","Deerfield Beach Elementary","Flooring:  Installation of Tile",null,null,67200,null,null,67200]
["0011","Deerfield Beach Elementary","Repair/Replace Ventilation System",5000,{"$nulls":4},5000]
["1711","Deerfield Beach High","Bleachers:  Repair/Replace Baseball Field Bleachers",6000,{"$nulls":4},6000]
["1711","Deerfield Beach High","Bleachers:  Repair/Replace Pool Area Bleachers",null,null,null,4000,null,4000]
["1711","Deerfield Beach High","Bus Barricade",12000,{"$nulls":4},12000]
["1711","Deerfield Beach High","Electrical/Fire Safety Violations",20265,21278,22342,23459,25805,113149]
["1711","Deerfield Beach High","Fencing:  Replace Fence.",null,126000,null,null,null,126000]
["1711","Deerfield Beach High","Flooring:  Installation of Tile",25000,{"$nulls":4},25000]
["1711","Deerfield Beach High","Infra-Electric:  Upgrade Emergency Generator",null,null,50000,null,null,50000]
["1711","Deerfield Beach High","Install Ceramic Tile in Bathrooms",50000,{"$nulls":4},50000]
["1711","Deerfield Beach High","Pool:  Renovate/Remarcite/Electrical/Plumbing",75000,{"$nulls":4},75000]
["1711","Deerfield Beach High","Pool:  Replace Pool Lane Lines",2700,{"$nulls":4},2700]
["1711","Deerfield Beach High","Pool:  Update Computer Chemical Flow Meter",3000,{"$nulls":4},3000]
["1711","Deerfield Beach High","Repair/Replace Ventilation System",null,50000,null,null,null,50000]
["0911","Deerfield Beach Middle","Electrical/Fire Safety Violations",8610,9041,9493,9967,10964,48075]
["0911","Deerfield Beach Middle","Fencing:  Replace Fence.",null,113800,null,null,null,113800]
["0911","Deerfield Beach Middle","Flooring:  Installation of Tile",57220,{"$nulls":4},57220]
["0911","Deerfield Beach Middle","Repair/Replace Exhaust Fans.",5000,null,5000,5000,null,15000]
["0911","Deerfield Beach Middle","Replace Softball Bleachers",null,3000,null,null,null,3000]
["0391","Deerfield Park Elementary","Electrical/Fire Safety Violations",7245,7607,7988,8387,9226,40453]
["0391","Deerfield Park Elementary","Fencing:  Replace Fence.",null,null,null,64900,null,64900]
["0271","Dillard Elementary","Electrical/Fire Safety Violations",3885,4079,4283,4497,4947,21691]
["0371","Dillard High","Bus Barricade",12000,{"$nulls":4},12000]
["0371","Dillard High","Electrical/Fire Safety Violations",37275,39139,41096,43150,47465,208125]
["0371","Dillard High","Install Bus / Parent Drive",50000,{"$nulls":4},50000]
[0,"District Wide","3 New Emergency Generators",{"$nulls":4},72000,72000]
["0000","District Wide","Analysis of Drinking Water",900,1500,1500,1200,1500,6600]
["0000","District Wide","Asphalt Repairs:  Basketball/tennis courts",50000,50000,50000,50000,50000,250000]
["0000","District Wide","Basketball Padding for Elementary School",35000,{"$nulls":4},35000]
[0,"District Wide","Basketball Padding for High Schools",{"$nulls":4},20000,20000]
["0000","District Wide","Basketball Padding for Middle School",null,10000,null,null,null,10000]
[0,"District Wide","Bleachers:  Emergency repairs ",50000,50000,50000,50000,50000,250000]
["0000","District Wide","Boiler Inspections",103000,106000,109000,112000,115000,545000]
["0000","District Wide","Emergency Drives",50000,50000,15000,10000,50000,175000]
["0000","District Wide","Emergency Fencing",60000,50000,25000,10000,100000,245000]
["0000","District Wide","Emergency Fire Alarms",100000,80000,100000,100000,100000,480000]
["0000","District Wide","Emergency Flooring",110000,50000,25000,10000,100000,295000]
["0000","District Wide","Emergency Funding",500000,500000,500000,500000,500000,2500000]
["0000","District Wide","Fire Alarm Inspections",209000,212000,218000,226000,236000,1101000]
["0000","District Wide","Fire Alarm Monitoring System",75000,75000,75000,75000,75000,375000]
["0000","District Wide","Fire Safety Abatement",35000,35000,35000,35000,35000,175000]
["0000","District Wide","Infra-HVAC:  Test and Balance (mold & mildew)",{"$nulls":4},100000,100000]
[0,"District Wide","Kitchen hood cleaning",60000,62000,64000,66000,68000,320000]
["0000","District Wide","Mold & Mildew Repairs",{"$nulls":4},230000,230000]
["0000","District Wide","Mold/Mildew Inspections",23099,22824,22911,22878,23000,114712]
["0000","District Wide","Playground Repairs",95000,105000,115000,125000,135000,575000]
[0,"District Wide","Portable Skirting",50000,50000,50000,50000,50000,250000]
["0000","District Wide","Radon",null,13820,92000,14500,93000,213320]
[0,"District Wide","Security/Safety/Emergency Lighting",50000,50000,50000,50000,50000,250000]
[0,"District Wide","Vision Windows in Doors",25000,25000,25000,25000,25000,125000]
["3221","Drew Elementary","Electrical/Fire Safety Violations",1890,1985,2084,2188,2407,10554]
["3221","Drew Elementary","Flooring:  Installation of Tile",null,null,72000,null,null,72000]
["0301","Drew Resource Center","Electrical/Fire Safety Violations",4410,4630,4862,5105,5616,24623]
["0721","Driftwood Elementary","Electrical/Fire Safety Violations",4305,4520,4746,4984,5483,24038]
["0721","Driftwood Elementary","Fencing:  Replace Fence.",null,61200,null,null,null,61200]
["0721","Driftwood Elementary","Infra-Plumbing:  Gas Serving Lines",10500,{"$nulls":4},10500]
["0861","Driftwood Middle","Electrical/Fire Safety Violations",8820,9261,9724,10210,11231,49246]
["0861","Driftwood Middle","Fencing:  Replace Fence.",72800,37700,null,null,null,110500]
["0861","Driftwood Middle","Infra-Electric:  Total Replacement Intercom System",150000,{"$nulls":4},150000]
["3461","Eagle Point Elementary","Bus/Parent Drives",75000,125000,null,null,null,200000]
["3461","Eagle Point Elementary","Electrical/Fire Safety Violations",3360,3528,3704,3890,4279,18761]
["3441","Eagle Ridge Elementary","Electrical/Fire Safety Violations",3570,3748,3936,4133,4547,19934]
["3441","Eagle Ridge Elementary","Install Exhaust Fans",5000,null,5000,null,null,10000]
["0361","Ely High","Electrical/Fire Safety Violations",28823,30264,31777,33366,36703,160933]
["0361","Ely High","Fencing:  Replace Fence",129750,{"$nulls":4},129750]
["3191","Embassy Creek Elementary","Electrical/Fire Safety Violations",3990,4190,4399,4619,5081,22279]
[2942,"Everglades Elementary","Electric/Fire Safety Violations",3500,3850,4235,4659,5125,21369]
["1641","Fairway Elementary","Electrical/Fire Safety Violations",6090,6395,6714,7050,7755,34004]
["1641","Fairway Elementary","Flooring:  Installation of Tile",null,null,67200,null,null,67200]
["2541","Flamingo Elementary","Electrical/Fire Safety Violations",4410,4631,4862,5105,5616,24624]
["2541","Flamingo Elementary","Fencing:  Replace Fencing",null,63000,null,null,null,63000]
["2541","Flamingo Elementary","Repair/Replace Exhaust & Fresh Air Systems.",null,null,null,15000,null,15000]
["3391","Flanagan, Charles High","Electrical/Fire Safety Violations",5880,6174,6483,6807,7488,32832]
["0851","Floranada Elementary","Electrical/Fire Safety Violations",{"$nulls":4},10362,10362]
["0851","Floranada Elementary","Fencing: Replace Fence (perimeter of school)",null,49131,null,null,null,49131]
["3051","Forest Glen Middle","Electrical/Fire Safety Violations",7088,7442,7814,8205,9026,39575]
["3051","Forest Glen Middle","Flooring:  Installation of Tile",{"$nulls":4},40000,40000]
["2631","Forest Hills Elementary","Electrical/Fire Safety Violations",8190,8600,9029,9481,10430,45730]
["2631","Forest Hills Elementary","Fencing:  Replace Fencing",null,null,63000,null,null,63000]
["2631","Forest Hills Elementary","Flooring:  Installation of Tile",25000,{"$nulls":4},25000]
["0951","Fort Lauderdale High","Electrical/Fire Safety Violations",11025,11576,12155,12763,14040,61559]
["0951","Fort Lauderdale High","Fencing:  Replace Fencing",122500,{"$nulls":4},122500]
["0951","Fort Lauderdale High","Flooring:  Installation of Tile",null,90000,null,null,25000,115000]
["0951","Fort Lauderdale High","Pool:  Replace Pool Lane Lines",null,null,2700,null,null,2700]
["0951","Fort Lauderdale High","Pool:  Update Chemical Flow Meter",null,null,3000,null,null,3000]
["0951","Fort Lauderdale High","Replace Bleachers/Gymnasium",null,null,null,80000,null,80000]
["0921","Foster, Stephen Elementary","Electrical/Fire Safety Violations",8610,9041,9493,9967,10964,48075]
["0921","Foster, Stephen Elementary","Flooring:  Installation of Tile",20000,{"$nulls":4},20000]
["0921","Foster, Stephen Elementary","Repair/Replace Exhaust Fans.",null,null,null,7000,null,7000]
[3531,"Fox Trail Elementary","Electric/Fire Safety Violations",null,3850,4235,4659,5125,17869]
[3642,"Gator Run Elementary","Electric/Fire Safety Violations",null,3850,4235,4659,5125,17869]
["2851","Griffin Elementary","Electrical/Fire Safety Violations",2625,2756,2894,3039,3343,14657]
["2851","Griffin Elementary","Fencing:  Replace fence",null,61200,null,null,null,61200]
["2851","Griffin Elementary","Flooring:  Installation of Tile",null,67500,null,null,null,67500]
["2851","Griffin Elementary","Infra-Electric:  Upgrade Generator",null,null,30000,null,null,30000]
["2851","Griffin Elementary","Infra-Electric:  Upgrade Intercom Console",50000,{"$nulls":4},50000]
["2851","Griffin Elementary","Repair/Replace exhaust fans",null,5000,null,10000,null,15000]
["0592","Hallandale Adult/Community","Bus Barricade",null,12000,null,null,null,12000]
["0592","Hallandale Adult/Community","Electrical/Fire Safety Violations",5985,6284,6598,6928,7621,33416]
["0592","Hallandale Adult/Community","Fencing: Replace Fence (perimeter of school)",{"$nulls":4},115103,115103]
["0131","Hallandale Elementary","Electrical/Fire Safety Violations",4095,4300,4515,4740,5214,22864]
["0131","Hallandale Elementary","Fencing:  Replace Fence",null,63000,null,null,null,63000]
["0403","Hallandale High","Bleachers / Football & Softball Field",40000,{"$nulls":4},40000]
["0403","Hallandale High","Bleachers / Gymnasium",100000,{"$nulls":4},100000]
["0403","Hallandale High","Electrical/Fire Safety Violations",4358,4575,4804,5044,5549,24330]
["0403","Hallandale High","Fencing:  Replace Fence",96200,{"$nulls":4},96200]
["0403","Hallandale High","Infra-Electric:  Upgrade LP/Natural gas generator to 125kw and upgrade main emergency disconnect from 100 to 200 amps",52475,{"$nulls":4},52475]
["0403","Hallandale High","Repair tennis/basketball courts",25000,{"$nulls":4},25000]
["0403","Hallandale High","Repair/Replace Track",null,null,190000,null,null,190000]
["0491","Harbordale Elementary","Electrical/Fire Safety Violations",3990,4190,4399,4619,5081,22279]
["0491","Harbordale Elementary","Fencing:  Replace fence",null,31200,null,null,null,31200]
["0491","Harbordale Elementary","Flooring:  Installation of Tile",67600,{"$nulls":4},67600]
["3131","Hawkes Bluff Elementary","Electrical/Fire Safety Violations",5460,5733,6020,6321,6954,30488]
["3131","Hawkes Bluff Elementary","Flooring:  Installation of Tile",16432,null,null,null,17000,33432]
["0121","Hollywood Central Elementary","Electrical/Fire Safety Violations",5250,5513,5788,6078,6686,29315]
["0111","Hollywood Hills Elementary","Electrical/Fire Safety Violations",4515,4741,4978,5227,5750,25211]
["0111","Hollywood Hills Elementary","Fencing:  Replace Fence",null,null,43000,null,null,43000]
["1661","Hollywood Hills High","Bus Barricades",12000,{"$nulls":4},12000]
["1661","Hollywood Hills High","Electrical/Fire Safety Violations",10185,10694,11229,11790,12969,56867]
["1661","Hollywood Hills High","Fencing:  Replace fence",null,null,129750,null,null,129750]
["1661","Hollywood Hills High","Flooring:  Installation of Tile",null,null,null,87360,null,87360]
["1661","Hollywood Hills High","Infra-Electric:  Upgrade Generator",50000,{"$nulls":4},50000]
["1661","Hollywood Hills High","Infra-Plumbing:  Gas Serving Lines",46000,{"$nulls":4},46000]
["1661","Hollywood Hills High","Replace Weight Room",null,115000,null,null,null,115000]
["1761","Hollywood Park Elementary","Electrical/Fire Safety Violations",2783,2922,3068,3221,3544,15538]
["1761","Hollywood Park Elementary","Fencing:  Replace Fence",null,null,63000,null,null,63000]
["2531","Horizon Elementary","Electrical/Fire Safety Violations",15803,16593,17422,18293,20123,88234]
["2531","Horizon Elementary","Fencing:  Replace Fence",59400,{"$nulls":4},59400]
["2531","Horizon Elementary","Flooring:  Installation of Tile",{"$nulls":4},75000,75000]
["2531","Horizon Elementary","Infra-Electric:  Install Emergency Generator",120000,{"$nulls":4},120000]
[671,"Hortt Administration ","Electric/Fire Safety Violations",6400,7040,7744,8519,9371,39074]
["1971","Hunt, James S. Elementary","Electrical/Fire Safety Violations",7586,7966,8364,8782,9661,42359]
["1971","Hunt, James S. Elementary","Flooring:  Installation of Tile",{"$nulls":4},35000,35000]
["3471","Indian Ridge Middle","Electrical/Fire Safety Violations",4883,5127,5383,5652,6218,27263]
["3181","Indian Trace Elementary","Electrical/Fire Safety Violations",3176,3335,3502,3677,4045,17735]
["3181","Indian Trace Elementary","Flooring:  Installation of Tile",null,42000,null,null,null,42000]
[3280,"Kathleen C. Wright Building","Electric/Fire Safety Violations",6400,7040,7744,8519,9371,39074]
["1611","King, Martin Luther Elementary","Electrical/Fire Safety Violations",3885,4079,4283,4497,4947,21691]
["1611","King, Martin Luther Elementary","Fencing:  Replace Fence",53900,{"$nulls":4},53900]
["1611","King, Martin Luther Elementary","Flooring:  Installation of Tile",{"$nulls":4},50000,50000]
["1611","King, Martin Luther Elementary","Install Generator",120000,{"$nulls":4},120000]
["1611","King, Martin Luther Elementary","Replace Exhaust Fans & Modify Duct System",null,5000,6000,6000,null,17000]
["0831","Lake Forest Elementary","Electrical/Fire Safety Violations",3675,3859,4052,4254,4680,20520]
["0831","Lake Forest Elementary","Fencing:  Replace Fence",64900,{"$nulls":4},64900]
[3591,"Lakeside Elementary","Electric/Fire Safety Violations",3500,3850,4235,4659,5125,21369]
["0621","Larkdale Elementary","Electrical/Fire Safety Violations",3990,4190,4399,4619,5081,22279]
["0621","Larkdale Elementary","Fencing:  Replace Fence",null,null,63000,null,null,63000]
["0621","Larkdale Elementary","Flooring:  Installation of Tile",null,40000,null,null,null,40000]
["0621","Larkdale Elementary","Replace Exhaust Fans & Modify Duct System",6500,null,4800,10000,null,21300]
["1701","Lauderdale Lakes Middle","Electrical/Fire Safety Violations",10500,11025,11576,12155,13371,58627]
["1701","Lauderdale Lakes Middle","Fencing:  Replace Fence",60700,{"$nulls":4},60700]
["1701","Lauderdale Lakes Middle","Flooring:  Installation of Tile",{"$nulls":4},75000,75000]
["0431","Lauderdale Manors Elementary","Electrical/Fire Safety Violations",5775,6064,6367,6685,7354,32245]
["0431","Lauderdale Manors Elementary","Flooring:  Installation of Tile",{"$nulls":4},48000,48000]
["0431","Lauderdale Manors Elementary","Sidewalk repair",10000,{"$nulls":4},10000]
["1391","Lauderhill Middle","Electrical/Fire Safety Violations",23415,24586,25815,27106,29817,130739]
["1391","Lauderhill Middle","Fencing:  Replace Fence",null,null,null,117200,null,117200]
["1391","Lauderhill Middle","Flooring:  Installation of Tile",{"$nulls":4},70000,70000]
["1391","Lauderhill Middle","Infra-Electric:  Upgrade Generator",40000,{"$nulls":4},40000]
["1381","Lauderhill, P. T. Elementary","Electrical/Fire Safety Violations",5040,5292,5557,5834,6418,28141]
["1091","Lloyd Estates Elementary","Electrical/Fire Safety Violations",3938,4134,4341,4558,5014,21985]
["1091","Lloyd Estates Elementary","Fencing:  Replace Fence",43700,{"$nulls":4},43700]
["1091","Lloyd Estates Elementary","Flooring:  Installation of Tile",20000,{"$nulls":4},20000]
["1091","Lloyd Estates Elementary","Replace Stove Hoods & Ventilation Repairs",7600,null,null,10000,null,17600]
[3231,"Lockhart Stadium-Leased","Electric/Fire Safety Violations",3350,3685,4054,4460,4906,20455]
["2741","Maplewood Elementary","Electrical/Fire Safety Violations",7035,7387,7756,8144,8959,39281]
["2741","Maplewood Elementary","Fencing:  Replace fence",21200,{"$nulls":4},21200]
["2741","Maplewood Elementary","Flooring:  Installation of Tile",null,null,null,40000,null,40000]
["2741","Maplewood Elementary","Infra-Electric:  Upgrade Generator",30000,{"$nulls":4},30000]
["2741","Maplewood Elementary","Repair/Replace Exhaust Fans",null,5000,null,10000,null,15000]
["1161","Margate Elementary","Electrical/Fire Safety Violations",5329,5595,5875,6169,6786,29754]
["1161","Margate Elementary","Fencing:  Replace Fence",null,null,63000,null,null,63000]
["1161","Margate Elementary","Installation of Tile",25000,{"$nulls":4},25000]
["0581","Margate Middle","Electrical/Fire Safety Violations",5250,5513,5788,6078,6686,29315]
["0581","Margate Middle","Fencing:  Replace Fence",null,null,117200,null,null,117200]
["0581","Margate Middle","Flooring:  Installation of Tile",75000,{"$nulls":4},75000]
["0581","Margate Middle","Replace Exhaust Fans & Modify Duct System",6000,null,8000,null,null,14000]
["1671","Markham, Robert Elementary","Electrical/Fire Safety Violations",4200,4410,4631,4862,5349,23452]
["3291","Marshall, Thurgood Elementary","Electrical/Fire Safety Violations",2835,2977,3126,3282,3611,15831]
["0241","McArthur High","Bleachers / Baseball Field",null,9000,null,null,null,9000]
["0241","McArthur High","Bleachers / Pool Area",null,null,12000,null,null,12000]
["0241","McArthur High","Bleachers / Track Field",null,null,25000,null,null,25000]
["0241","McArthur High","Bleachers:  Repair/replace baseball bleachers",null,null,null,15000,15000,30000]
["0241","McArthur High","Bleachers:  Repair/replace pool bleachers",null,null,null,25000,25000,50000]
["0241","McArthur High","Electrical/Fire Safety Violations",9660,10143,10650,11183,12302,53938]
["0241","McArthur High","Exterior Lighting",null,null,null,33000,33000,66000]
["0241","McArthur High","Fencing:  Replace Fence",84900,{"$nulls":4},84900]
["0241","McArthur High","Install Bus Barricade",12000,{"$nulls":4},12000]
["0241","McArthur High","Pool:  Renovate/Remarcite/Electrical/Plumbing",null,null,null,75000,null,75000]
["0241","McArthur High","Pool:  Replace Pool Lane Lines",null,null,null,2700,null,2700]
["0241","McArthur High","Pool:  Update Computer Chemical Flow Meter",null,null,null,3000,null,3000]
["0241","McArthur High","Repair/Replace Stage Floor",19000,{"$nulls":4},19000]
["0241","McArthur High","Stage Fire Safety Equipment",100000,{"$nulls":4},100000]
["1291","McFatter Voc-Tech Center","Electrical/Fire Safety Violations",5775,6064,6367,6685,7354,32245]
["1291","McFatter Voc-Tech Center","Fencing:  Replace Fence",null,null,117200,null,null,117200]
["1291","McFatter Voc-Tech Center","Replace Exhaust Fans",null,null,12000,null,null,12000]
["0841","McNab Elementary","Electrical/Fire Safety Violations",1470,1544,1621,1702,1873,8210]
["0841","McNab Elementary","Fencing:  Replace Fence",null,61200,null,null,null,61200]
["0481","McNicol Middle","Electrical/Fire Safety Violations",2678,2811,2952,3100,3410,14951]
["0761","Meadowbrook Elementary","Electrical/Fire Safety Violations",4935,5182,5441,5713,6285,27556]
["0761","Meadowbrook Elementary","Fencing:  Replace fence",null,42400,null,null,null,42400]
["0531","Miramar Elementary","Electrical/Fire Safety Violations",3413,3583,3762,3950,4345,19053]
["1751","Miramar High","Electrical/Fire Safety Violations",7560,7938,8335,8752,9628,42213]
["1751","Miramar High","Fencing:  Replace fence",null,null,129750,null,null,129750]
["1751","Miramar High","Flooring:  Installation of Tile",71000,{"$nulls":4},71000]
["1751","Miramar High","Infra-Electric:  Upgrade Emergency Generator",null,65000,null,null,null,65000]
["1751","Miramar High","Replace Exhaust fans",5500,null,5000,4500,null,15000]
["1841","Mirror Lake Elementary","Electrical/Fire Safety Violations",10028,10529,11055,11608,12769,55989]
["1841","Mirror Lake Elementary","Fencing:  Replace fence",39400,{"$nulls":4},39400]
["1841","Mirror Lake Elementary","Flooring:  Installation of Tile",null,null,50000,null,null,50000]
["2691","Morrow Elementary","Electrical/Fire Safety Violations",2573,2701,2836,2978,3276,14364]
["2691","Morrow Elementary","Flooring:  Installation of Tile",{"$nulls":4},17267,17267]
["2691","Morrow Elementary","Infra-Electric:  Upgrade Generator",30000,{"$nulls":4},30000]
["2691","Morrow Elementary","Repair/Replace Exhaust Fans.",null,5000,null,10000,null,15000]
[2141,"Multicultural Foreign Language","Electric/Fire Safety Violations",10650,11715,12887,14176,15594,65022]
["0881","New River Middle","Electrical/Fire Safety Violations",2625,2756,2894,3039,3343,14657]
["2671","Nob Hill Elementary","Electrical/Fire Safety Violations",7035,7387,7756,8144,8959,39281]
["2671","Nob Hill Elementary","Fencing:  Replace fence",59400,{"$nulls":4},59400]
["2671","Nob Hill Elementary","Flooring:  Installation of Tile",null,null,45000,null,null,45000]
["0561","Norcrest Elementary","Electrical/Fire Safety Violations",5250,5513,5788,6078,6686,29315]
["0561","Norcrest Elementary","Fencing:  Replace fence",null,null,63000,null,null,63000]
["0521","North Andrews Gardens Elementary","Bus/Parent Drive",{"$nulls":4},100000,100000]
["0521","North Andrews Gardens Elementary","Electrical/Fire Safety Violations",5828,6119,6425,6746,7421,32539]
["0521","North Andrews Gardens Elementary","Fencing:  Replace fence",54500,{"$nulls":4},54500]
[1553,"North Area Bus Complex","Electric/Fire Safety Violations",800,880,968,1065,1172,4885]
[3601,"North Area Maintenance","Electric/Fire Safety Violations",1950,2145,2360,2596,2856,11907]
[2780,"North Bus Parking Satellite","Electric/Fire Safety Violations",3550,3905,4296,4726,5199,21676]
["1191","North Fork Elementary","Electrical/Fire Safety Violations",9030,9482,9956,10453,11499,50420]
["1191","North Fork Elementary","Fencing:  Replace fence",52100,22300,null,null,null,74400]
["2231","North Lauderdale Elementary","Electrical/Fire Safety Violations",3885,4079,4283,4497,4947,21691]
["2231","North Lauderdale Elementary","Fencing:  Replace fence",null,null,59400,null,null,59400]
["2231","North Lauderdale Elementary","Infra-Electric;  Install New Generator",120000,{"$nulls":4},120000]
["0041","North Side Elementary","Electrical/Fire Safety Violations",4988,5237,5499,5774,6352,27850]
["0041","North Side Elementary","Fencing:  Replace fence",null,null,63000,null,null,63000]
["0041","North Side Elementary","Flooring:  Installation of Tile",35000,{"$nulls":4},35000]
["0041","North Side Elementary","New Exhaust & Duct Repairs",null,null,8000,null,null,8000]
["1241","Northeast High","Bus Barricade",12000,{"$nulls":4},12000]
["1241","Northeast High","Electrical/Fire Safety Violations",7298,7662,8045,8448,9293,40746]
["1241","Northeast High","Fencing:  Replace fence",null,98500,null,null,null,98500]
["1241","Northeast High","Flooring:  Installation of Tile",75000,{"$nulls":4},75000]
["1241","Northeast High","Pools:  Renovations/Remarcite/Electrical/Plumbing",null,75000,null,null,null,75000]
["1241","Northeast High","Pools:  Replace Pool Lane Lines",null,2700,null,null,null,2700]
["1241","Northeast High","Pools:  Update Chemical Flow Meter",null,3000,null,null,null,3000]
["1241","Northeast High","Replace exhaust and supply fans",5000,null,5000,null,null,10000]
["1271","Nova Eisenhower Elementary","Electrical/Fire Safety Violations",3150,3308,3473,3647,4012,17590]
["1282","Nova Forman Elementary","Electrical/Fire Safety Violations",2835,2977,3126,3282,3611,15831]
["1281","Nova High","Electrical/Fire Safety Violations",8190,8600,9029,9481,10430,45730]
["1281","Nova High","Fencing:  Replace fence",null,120700,120700,120800,null,362200]
["1281","Nova High","Infra-Plumbing:  Gas Serving Lines",46000,{"$nulls":4},46000]
["1281","Nova High","Installation of Tile",75000,{"$nulls":4},75000]
["1281","Nova High","Pools:  Renovations/Remarcite/Electrical/Plumbing",null,null,null,75000,null,75000]
["1281","Nova High","Pools:  Replace Pool Heater",null,null,15000,null,null,15000]
["1281","Nova High","Pools:  Replace Pool Lane Lines",null,null,null,2700,null,2700]
["1281","Nova High","Pools:  Update Computer Chemical Flow Meter",null,null,null,3000,null,3000]
["1281","Nova High","Replace Football Bleachers",null,null,9000,null,null,9000]
["1311","Nova Middle","Electrical/Fire Safety Violations",4830,5072,5325,5591,6151,26969]
["1311","Nova Middle","Installation of Tile",65000,{"$nulls":4},65000]
["0031","Oakland Park Elementary","Electrical/Fire Safety Violations",5565,5843,6135,6442,7087,31072]
["0031","Oakland Park Elementary","Fencing:  Replace fence",null,53600,null,null,null,53600]
["0031","Oakland Park Elementary","Install Bus / Parent Drive",50000,{"$nulls":4},50000]
["0031","Oakland Park Elementary","Repair/Replace Ventilation System",null,5000,null,8000,null,13000]
["0461","Oakridge Elementary","Electrical/Fire Safety Violations",2625,2756,2894,3039,3343,14657]
["0461","Oakridge Elementary","Fencing:  Replace fence",59400,{"$nulls":4},59400]
["0471","Olsen Middle","Electrical/Fire Safety Violations",2468,2591,2720,2856,3142,13777]
["0472","Olsen Middle Annex","Electrical/Fire Safety Violations",1260,1323,1389,1459,1605,7036]
["0711","Orange Brook Elementary","Electrical/Fire Safety Violations",4515,4741,4978,5227,5750,25211]
["0711","Orange Brook Elementary","Fencing:  Replace fence",63000,{"$nulls":4},63000]
["1831","Oriole Elementary","Electrical/Fire Safety Violations",8033,8434,8856,9299,10229,44851]
["1831","Oriole Elementary","Fencing:  Replace Fence",27900,{"$nulls":4},27900]
["1831","Oriole Elementary","Infra-Electric:  Install New Generator",120000,{"$nulls":4},120000]
["3311","Palm Cove Elementary","Bus/Parent Drive",null,150000,null,null,null,150000]
["3311","Palm Cove Elementary","Electrical/Fire Safety Violations",3675,3859,4052,4254,4680,20520]
["1131","Palmview Elementary","Electrical/Fire Safety Violations",4515,4741,4978,5227,5750,25211]
[3571,"Panther Run Elementary","Electric/Fire Safety Violations",3500,3850,4235,4659,5125,21369]
["1951","Park Ridge Elementary","Electrical/Fire Safety Violations",5775,6064,6367,6685,7354,32245]
["1951","Park Ridge Elementary","Fencing:  Replace Fence",null,null,null,64900,null,64900]
["3171","Park Springs Elementary","Electrical/Fire Safety Violations",1470,1544,1621,1702,1873,8210]
["3171","Park Springs Elementary","Flooring:  Installation of Tile",null,null,null,40000,null,40000]
["0701","Parkway Middle","Electrical/Fire Safety Violations",9713,10198,10708,11243,12368,54230]
["0701","Parkway Middle","Fencing:  Replace Fence",null,null,117200,null,null,117200]
["0701","Parkway Middle","Flooring:  Installation of Tile",48000,{"$nulls":4},48000]
["0701","Parkway Middle","Repair/Replace Exhaust Fans",8700,null,5000,null,null,13700]
["2071","Pasadena Lakes Elementary","Electrical/Fire Safety Violations",4305,4520,4746,4984,5483,24038]
["2071","Pasadena Lakes Elementary","Fencing:  Replace Fence",null,61200,null,null,null,61200]
["2071","Pasadena Lakes Elementary","Flooring:  Installation of Tile",null,null,null,69888,null,69888]
["2071","Pasadena Lakes Elementary","Infra:Electric:  Upgrade Intercom & Master Clock",null,50000,null,null,null,50000]
["2071","Pasadena Lakes Elementary","Infra-Electric:  Install Generator",120000,{"$nulls":4},120000]
["2071","Pasadena Lakes Elementary","Replace Exhaust Fans/Ventilation Repair",null,5000,null,5000,null,10000]
["2661","Pembroke Lakes Elementary","Electrical/Fire Safety Violations",7508,7883,8277,8691,9561,41920]
["2661","Pembroke Lakes Elementary","Fencing:  Replace Fence",null,61200,null,null,null,61200]
["2661","Pembroke Lakes Elementary","Flooring:  Installation of Tile",null,51000,null,null,null,51000]
["2661","Pembroke Lakes Elementary","Infra-Electric:  Upgrade Generator",30000,{"$nulls":4},30000]
["2661","Pembroke Lakes Elementary","Repair/Replace Exhaust Fans and Drain Pan",null,5000,null,10000,null,15000]
["1221","Pembroke Pines Elementary","Electrical/Fire Safety Violations",6563,6891,7235,7597,8357,36643]
["1221","Pembroke Pines Elementary","Fencing:  Replace Fence",null,61200,null,null,null,61200]
["1221","Pembroke Pines Elementary","Infra-Electric:  Upgrade Generator",30000,{"$nulls":4},30000]
["1631","Perry, Annabel Elementary","Electrical/Fire Safety Violations",8190,8600,9029,9481,10430,45730]
["1631","Perry, Annabel Elementary","Fencing:  Replace Fence",null,63000,null,null,null,63000]
["1631","Perry, Annabel Elementary","Flooring:  Installation of Tile",null,null,null,69888,null,69888]
["1011","Perry, Henry D. Middle","Electrical/Fire Safety Violations",6825,7166,7525,7901,8692,38109]
["1011","Perry, Henry D. Middle","Flooring:  Installation of Tile",null,null,null,75712,null,75712]
["0931","Peters Elementary","Electrical/Fire Safety Violations",5040,5292,5557,5834,6418,28141]
["0931","Peters Elementary","Fencing:  Replace Fence",null,61200,null,null,null,61200]
["0931","Peters Elementary","Flooring:  Installation of Tile",null,null,15000,null,null,15000]
["0931","Peters Elementary","Replace A/C ducts, exhaust fans & repair ventilation",5700,null,4000,4000,null,13700]
["0653","Pine Ridge Alternative Center","Bus Barricade",null,12000,null,null,null,12000]
["0653","Pine Ridge Alternative Center","Electrical/Fire Safety Violations",3990,4190,4399,4619,5081,22279]
["0653","Pine Ridge Alternative Center","Fencing:  Replace Fence",null,null,null,64900,null,64900]
["0653","Pine Ridge Alternative Center","Flooring:  Installation of Tile",20000,null,null,null,40000,60000]
["2861","Pines Lakes Elementary","Electrical/Fire Safety Violations",6983,7332,7698,8083,8892,38988]
["2861","Pines Lakes Elementary","Fencing:  Replace Fence",null,61200,null,null,null,61200]
["2861","Pines Lakes Elementary","Flooring:  Installation of Tile",{"$nulls":4},100000,100000]
["2861","Pines Lakes Elementary","Infra-Electric:  Replace Generator",null,30000,null,null,null,30000]
["2861","Pines Lakes Elementary","Replace Exhaust Fans",null,5000,null,10000,null,15000]
["1881","Pines Middle","Electrical/Fire Safety Violations",11025,11576,12155,12763,14040,61559]
["1881","Pines Middle","Fencing:  Replace Fence",{"$nulls":4},55700,55700]
["1881","Pines Middle","Flooring:  Installation of Tile",null,null,null,75712,null,75712]
["1881","Pines Middle","Replace Exhaust Fans",null,5000,4000,null,null,9000]
["2811","Pinewood Elementary","Electrical/Fire Safety Violations",5355,5623,5904,6199,6819,29900]
["2811","Pinewood Elementary","Infra-Electric:  Upgrade Generator",30000,{"$nulls":4},30000]
["2811","Pinewood Elementary","Infra-Electric: Upgrade Intercom System and Wires",15000,{"$nulls":4},15000]
["2811","Pinewood Elementary","Install Exhaust Fans",null,5000,null,10000,null,15000]
["2571","Pioneer Middle","Electrical/Fire Safety Violations",6563,6891,7235,7597,8357,36643]
["2571","Pioneer Middle","Flooring:  Installation of Tile",30000,{"$nulls":4},30000]
["1901","Piper High","Electrical/Fire Safety Violations",5985,6284,6598,6928,7621,33416]
["1901","Piper High","Flooring:  Installation of Tile",45000,null,null,null,45000,90000]
["1901","Piper High","Install Bleachers/Gymnasium",100000,{"$nulls":4},100000]
["1901","Piper High","Replace Weight Room",null,null,75000,null,null,75000]
["0941","Plantation Elementary","Electrical/Fire Safety Violations",6983,7332,7698,8083,8892,38988]
["1451","Plantation High","Bleachers:  Repair/replace tennis bleachers",{"$nulls":4},25000,25000]
["1451","Plantation High","Bus Barricade",12000,{"$nulls":4},12000]
["1451","Plantation High","Electrical/Fire Safety Violations",9345,9812,10303,10818,11900,52178]
["1451","Plantation High","Repair/Replace Bleachers/Baseball Field",null,30000,null,null,null,30000]
["1451","Plantation High","Repair/Replace Bleachers/Gymnasium",100000,{"$nulls":4},100000]
["0551","Plantation Middle","Electrical/Fire Safety Violations",9240,9702,10187,10696,11766,51591]
["0551","Plantation Middle","Fencing:  Replace Fence",null,null,null,120700,null,120700]
["0551","Plantation Middle","Flooring:  Installation of Tile",{"$nulls":4},25000,25000]
["0551","Plantation Middle","Repair/Replace Exhaust Fans",5500,null,5500,5000,null,16000]
["1251","Plantation Park Elementary","Electrical/Fire Safety Violations",2835,2977,3126,3282,3611,15831]
["1251","Plantation Park Elementary","Fencing:  Replace Fence",null,null,null,64900,null,64900]
["1251","Plantation Park Elementary","Flooring:  Installation of Tile",45000,null,null,null,30000,75000]
["0751","Pompano Beach Elementary","Electrical/Fire Safety Violations",3990,4190,4399,4619,5081,22279]
["0751","Pompano Beach Elementary","Flooring:  Installation of Tile",65000,{"$nulls":4},65000]
[185,"Pompano Beach High School Institute of International Studies","Bleachers:  Repair/replace gym bleachers",{"$nulls":4},80000,80000]
[185,"Pompano Beach High School Institute of International Studies","Electrical/Fire Safety Violations",19425,20396,21416,22487,24736,108460]
[185,"Pompano Beach High School Institute of International Studies","Fencing:  Replace Fence - Multi Purpose",null,122500,null,null,null,122500]
[185,"Pompano Beach High School Institute of International Studies","Stage Fire Safety Equipment",100000,{"$nulls":4},100000]
["0021","Pompano Beach Middle","Electrical/Fire Safety Violations",8610,9041,9493,9967,10964,48075]
["0021","Pompano Beach Middle","Fencing:  Replace Fence",null,null,null,120700,null,120700]
["0021","Pompano Beach Middle","Flooring:  Installation of Tile",null,null,null,72800,null,72800]
["0021","Pompano Beach Middle","Replace Exhaust Fans",5000,null,5000,null,null,10000]
["0021","Pompano Beach Middle","Replace Gymnasium Bleachers",null,15000,null,null,null,15000]
["3121","Quiet Waters Elementary","Electrical/Fire Safety Violations",3308,3473,3647,3829,4212,18469]
["3121","Quiet Waters Elementary","Flooring:  Installation of Tile",null,null,38000,null,null,38000]
["2721","Ramblewood Elementary","Electrical/Fire Safety Violations",3465,3638,3820,4011,4413,19347]
["2721","Ramblewood Elementary","Fencing:  Replace Fence",null,null,null,64900,null,64900]
["2721","Ramblewood Elementary","Infra-Electra:  Upgrade Generator",null,30000,null,null,null,30000]
["2721","Ramblewood Elementary","Install Exhaust Fans",null,5000,null,10000,null,15000]
["2711","Ramblewood Middle","Electrical/Fire Safety Violations",3675,3859,4052,4254,4680,20520]
["2711","Ramblewood Middle","Flooring:  Installation of Tile",null,67000,null,null,null,67000]
["2711","Ramblewood Middle","Repair/Replace Ventilation System",null,6000,null,8000,null,14000]
["2121","Rickards Middle","Electrical/Fire Safety Violations",6300,6615,6946,7293,8023,35177]
["2121","Rickards Middle","Fencing:  Replace Fence",110500,{"$nulls":4},110500]
["2891","Riverglades Elementary","Electrical/Fire Safety Violations",3360,3528,3704,3890,4279,18761]
["0151","Riverland Elementary","Electrical/Fire Safety Violations",2940,3087,3241,3403,3744,16415]
["0151","Riverland Elementary","Flooring:  Installation of Tile",null,25000,null,null,null,25000]
["3031","Riverside Elementary","Electrical/Fire Safety Violations",2625,2756,2894,3039,3343,14657]
["0681","Rock Island Elementary","Electrical/Fire Safety Violations",6878,7221,7582,7962,8759,38402]
["0681","Rock Island Elementary","Fencing:  Replace Fence",null,null,63000,null,null,63000]
["0681","Rock Island Elementary","Flooring:  Installation of Tile",null,67500,null,null,null,67500]
["0681","Rock Island Elementary","Install Exhaust Fans",12000,{"$nulls":4},12000]
["1851","Royal Palm Elementary","Electrical/Fire Safety Violations",3938,4134,4341,4558,5014,21985]
["1851","Royal Palm Elementary","Fencing:  Replace Fence",null,null,null,64900,null,64900]
["1851","Royal Palm Elementary","Flooring:  Installation of Tile",{"$nulls":4},50000,50000]
["1851","Royal Palm Elementary","Repair/Replace Ventilation System",null,6300,5000,10000,null,21300]
[9001,"Sailboat Bend Complex","Electric/Fire Safety Violations",13650,15015,16517,18169,19986,83337]
["0891","Sanders Park Elementary","Electrical/Fire Safety Violations",4463,4686,4920,5166,5683,24918]
["0891","Sanders Park Elementary","Fencing:  Replace Fence",null,63000,null,null,null,63000]
["0891","Sanders Park Elementary","Flooring:  Installation of Tile",38000,{"$nulls":4},38000]
["3061","Sandpiper Elementary","Electrical/Fire Safety Violations",4148,4355,4573,4801,5282,23159]
["3061","Sandpiper Elementary","Flooring:  Installation of Tile",null,null,40000,null,null,40000]
["3401","Sawgrass Elementary","Electrical/Fire Safety Violations",2782,2922,3068,3221,3544,15537]
["3431","Sawgrass Springs Middle","Electrical/Fire Safety Violations",5512,5788,6078,6381,7020,30779]
["2871","Sea Castle Elementary","Electrical/Fire Safety Violations",3360,3528,3704,3890,4279,18761]
["0601","Seagull School","Electrical/Fire Safety Violations",5985,6284,6598,6928,7621,33416]
["0601","Seagull School","Fencing:  Replace Fence",48500,{"$nulls":4},48500]
["0601","Seagull School","Flooring:  Installation of Tile",null,null,null,75712,null,75712]
["1891","Seminole Middle","Electrical/Fire Safety Violations",7035,7387,7756,8144,8959,39281]
["1891","Seminole Middle","Fencing:  Replace Fence",null,null,117200,null,null,117200]
["1891","Seminole Middle","Flooring:  Installation of Tile",null,null,null,100000,null,100000]
["1811","Sheridan Hills Elementary","Electrical/Fire Safety Violations",4463,4686,4920,5166,5683,24918]
["1811","Sheridan Hills Elementary","Fencing:  Replace Fence",null,null,null,64900,null,64900]
["1321","Sheridan Park Elementary","Electrical/Fire Safety Violations",2993,3142,3299,3464,3811,16709]
["1321","Sheridan Park Elementary","Fencing:  Replace Fence",null,null,null,64900,null,64900]
["1321","Sheridan Park Elementary","Flooring:  Installation of Tile",null,null,null,69888,null,69888]
["1321","Sheridan Park Elementary","Infra-Electric:  Install Generator",120000,{"$nulls":4},120000]
["1051","Sheridan Vocational Center","Bus Barricade",null,12000,null,null,null,12000]
["1051","Sheridan Vocational Center","Electrical/Fire Safety Violations",13388,14057,14760,15498,17048,74751]
["1051","Sheridan Vocational Center","Fencing:  Replace Fence",null,null,94640,null,null,94640]
["1051","Sheridan Vocational Center","Install Exhaust Fans & Ventilation System",14500,15000,17500,20000,null,67000]
["1051","Sheridan Vocational Center","Ventilation:  Automotive Shop Ventilation",25000,{"$nulls":4},25000]
[3371,"Silver Lakes Elementary","Electric/Fire Safety Violations",3500,3850,4235,4659,5125,21369]
["2971","Silver Lakes Middle","Electrical/Fire Safety Violations",5460,5733,6020,6321,6954,30488]
["2971","Silver Lakes Middle","Fencing:  Replace Fence",null,null,null,120700,null,120700]
["3491","Silver Palms Elementary","Electrical/Fire Safety Violations",4148,4355,4573,4801,5282,23159]
["3081","Silver Ridge Elementary","Electrical/Fire Safety Violations",3885,4079,4283,4497,4947,21691]
["3331","Silver Trail Middle","Electrical/Fire Safety Violations",5408,5678,5962,6260,6886,30194]
["0405","South Area Alternative Center","Bus Barricade",null,12000,null,null,null,12000]
["0405","South Area Alternative Center","Electrical/Fire Safety Violations",4620,4851,5094,5348,5883,25796]
["0405","South Area Alternative Center","Fencing:  Replace Fence",null,null,null,120700,null,120700]
[2791,"South Area Bus Complex","Electric/Fire Safety Violations",750,825,908,999,1099,4581]
[3261,"South Area Maintenance","Electric/Fire Safety Violations",230,253,279,307,338,1407]
["0171","South Broward High","Bleachers:  Repair/replace baseball bleachers",{"$nulls":4},15000,15000]
["0171","South Broward High","Bleachers:  Repair/replace softball bleachers",{"$nulls":4},15000,15000]
["0171","South Broward High","Electrical/Fire Safety Violations",15698,16482,17306,18172,19990,87648]
["0171","South Broward High","Fencing:  Replace Fence",null,null,115000,null,null,115000]
["0171","South Broward High","Infra-Plumbing:  Gas Serving Lines",46000,{"$nulls":4},46000]
["0171","South Broward High","Installation of Tile",20000,{"$nulls":4},20000]
["0171","South Broward High","Pool:  Renovate/Remarcite/Electrical/Plumbing",null,null,75000,null,null,75000]
["0171","South Broward High","Pool:  Replace Lane Lines",null,null,2700,null,null,2700]
["0171","South Broward High","Pool:  Replace Pool Heater",null,15000,null,null,null,15000]
["0171","South Broward High","Pool:  Update Computer Chemical Flow Meter",null,null,3000,null,null,3000]
["0171","South Broward High","Stage Fire Safety Equipment",100000,{"$nulls":4},100000]
["2351","South Plantation High","Bleachers:  Repair/replace baseball bleachers",{"$nulls":4},20000,20000]
["2351","South Plantation High","Electrical/Fire Safety Violations",7770,8159,8566,8995,9895,43385]
["2351","South Plantation High","Fencing:  Replace Fence",null,126000,null,null,null,126000]
["2351","South Plantation High","Flooring:  Installation of Tile",null,null,null,87360,null,87360]
["2351","South Plantation High","Infra-Electric:  Upgrade Generator",null,null,50000,null,null,50000]
["2351","South Plantation High","Install Bleachers in Basketball Courts ",null,null,18500,null,null,18500]
["2351","South Plantation High","Install Double Acting Doors between Classrooms",35000,{"$nulls":4},35000]
["2351","South Plantation High","Install Dust Collector",null,null,17500,null,null,17500]
["2351","South Plantation High","Repair/Replace Bleachers Football",60000,{"$nulls":4},60000]
["0691","Stirling Elementary","Electrical/Fire Safety Violations",3728,3914,4110,4315,4747,20814]
["3011","Stoneman Douglas High","Electrical/Fire Safety Violations",8610,9041,9493,9967,10964,48075]
["0211","Stranahan High","Bus Barricade",12000,{"$nulls":4},12000]
["0211","Stranahan High","Electrical/Fire Safety Violations",19425,20396,21416,22487,24736,108460]
["0211","Stranahan High","Fencing:  Replace Fence",70400,null,55650,null,null,126050]
["0211","Stranahan High","Pool:  Renovate/Remarcite/Electrical/Plumbing",75000,{"$nulls":4},75000]
["0211","Stranahan High","Pool:  Replace Pool Lane Lines",2700,{"$nulls":4},2700]
["0211","Stranahan High","Pool:  Update Computer Chemical Flow Meter",3000,{"$nulls":4},3000]
["0211","Stranahan High","Stage Fire Safety Equipment",100000,{"$nulls":4},100000]
["0611","Sunland Park Elementary","Electrical/Fire Safety Violations",8978,9426,9898,10393,11433,50128]
["0611","Sunland Park Elementary","Flooring:  Installation of Tile",65000,{"$nulls":4},65000]
["0251","Sunrise Middle","Electrical/Fire Safety Violations",4358,4575,4804,5044,5549,24330]
["0251","Sunrise Middle","Flooring:  Installation of Tile",46800,null,null,null,40000,86800]
["0251","Sunrise Middle","Repair/Replace Exhaust Fans.",6000,null,5000,4000,null,15000]
["0422","Sunset School","Electrical/Fire Safety Violations",6825,7166,7525,7901,8692,38109]
["1171","Sunshine Elementary","Electrical/Fire Safety Violations",3675,3859,4052,4254,4680,20520]
["1171","Sunshine Elementary","Fencing:  Replace Fence",null,null,63000,null,null,63000]
["2621","Tamarac Elementary","Electrical/Fire Safety Violations",5460,5733,6020,6321,6954,30488]
["2621","Tamarac Elementary","Flooring:  Installation of Tile",null,null,67200,null,null,67200]
["2751","Taravella J P High","Electrical/Fire Safety Violations",9503,9978,10477,11000,12100,53058]
["2751","Taravella J P High","Fencing:  Replace Fence",{"$nulls":4},49351,49351]
["2751","Taravella J P High","Flooring:  Installation of Tile",null,100000,100000,null,null,200000]
["2751","Taravella J P High","Install Bleachers/Gymnasium",null,null,null,100000,null,100000]
["2751","Taravella J P High","Replace Exhaust Fans",5000,null,5000,5000,null,15000]
[3561,"Technology & Support Services","Electric/Fire Safety Violations",4450,4895,5385,5924,6517,27171]
["0571","Tedder Elementary","Electrical/Fire Safety Violations",4463,4686,4920,5166,5683,24918]
["0571","Tedder Elementary","Fencing:  Replace Fence",null,61200,null,null,null,61200]
["0571","Tedder Elementary","Install Bus / Parent Drive",25000,{"$nulls":4},25000]
["3151","Tequesta Trace Middle","Electrical/Fire Safety Violations",7928,8324,8740,9177,10095,44264]
["3151","Tequesta Trace Middle","Flooring:  Installation of Tile",null,null,72800,null,null,72800]
["1021","The Quest Center","Electrical/Fire Safety Violations",5775,6064,6367,6685,7354,32245]
["1021","The Quest Center","Fencing:  Replace Fence",null,61200,null,null,null,61200]
[1612,"Title 1 (Special Programs Off Campus)","Electric/Fire Safety Violations",5600,6160,6776,7454,8200,34190]
["3481","Tradewinds Elementary","Electric/Fire Safety Violations",3518,3693,3878,4072,4480,19641]
["0731","Tropical Elementary","Electric/Fire Safety Violations",7298,7662,8045,8448,9293,40746]
["0731","Tropical Elementary","Fencing:  Replace Fence",null,null,63000,null,null,63000]
[3251,"Twin Lakes Annex","Electric/Fire Safety Violations",60,66,73,81,90,370]
["1621","Village Elementary","Electric/Fire Safety Violations",4725,4961,5209,5470,6017,26382]
["1621","Village Elementary","Fencing:  Replace Fence",null,61200,null,null,null,61200]
["1621","Village Elementary","Flooring:  Installation of Tile",null,28000,null,null,null,28000]
["0321","Walker Elementary","Electric/Fire Safety Violations",20003,21003,22053,23155,25471,111685]
["0321","Walker Elementary","Fencing:  Replace Fence",44200,{"$nulls":4},44200]
["0321","Walker Elementary","Install Exhaust Fans.",null,5500,null,13000,null,18500]
[770,"Warehouse, Maintenance & Trans.","Electric/Fire Safety Violations",6450,7095,7805,8586,9445,39381]
[770,"Warehouse, Maintenance & Trans.","Emergency Exit  from 2nd floor Compass Building",80000,{"$nulls":4},80000]
["0511","Watkins Elementary","Electric/Fire Safety Violations",2730,2867,3010,3160,3476,15243]
["2881","Welleby Elementary","Electric/Fire Safety Violations",3675,3859,4052,4254,4680,20520]
[3341,"West Central Bus Lot","Electric/Fire Safety Violations",100,110,121,134,148,613]
["0161","West Hollywood Elementary","Electric/Fire Safety Violations",3728,3914,4110,4315,4747,20814]
["2681","Westchester Elementary","Electric/Fire Safety Violations",6142,6450,6772,7111,7823,34298]
["2681","Westchester Elementary","Fencing:  Replace Fence",63000,{"$nulls":4},63000]
["2681","Westchester Elementary","Flooring:  Installation of Tile",null,65000,null,null,null,65000]
["2681","Westchester Elementary","Infra-Electric:  Upgrade Generator",null,null,null,30000,null,30000]
["2681","Westchester Elementary","Infra-Electric:  Upgrade Intercom and Master Clock System.",30000,{"$nulls":4},30000]
["2681","Westchester Elementary","Install Exhaust Fans.",null,5000,null,10000,null,15000]
["2831","Western High","Bleachers:  Repair/Replace Bleachers - Gymnasium",null,null,null,100000,null,100000]
["2831","Western High","Bus/Parent Drives.",200000,{"$nulls":4},200000]
["2831","Western High","Electric/Fire Safety Violations",9818,10308,10824,11365,12502,54817]
["2831","Western High","Fencing:  Replace Fence",null,null,null,129750,null,129750]
["2831","Western High","Infra-Electric:  Upgrade Generator",50000,{"$nulls":4},50000]
["2831","Western High","Replace Exhaust Fans",null,null,5000,5000,null,10000]
["2052","Westpine Middle","Electric/Fire Safety Violations",5985,6284,6598,6928,7621,33416]
["2052","Westpine Middle","Flooring:  Installation of Tile",null,null,null,38000,null,38000]
["0631","Westwood Heights Elementary","Electric/Fire Safety Violations",7665,8048,8451,8873,9761,42798]
["0631","Westwood Heights Elementary","Fencing:  Replace Fence",59400,{"$nulls":4},59400]
["0412","Whiddon-Rogers Annex","Electrical/Fire Safety Violation",5828,6119,6425,6746,7421,32539]
["0452","Whiddon-Rogers Ed Center","Bus Barricade",null,12000,null,null,null,12000]
["0452","Whiddon-Rogers Ed Center","Electric/Fire Safety Violations",9135,9592,10071,10575,11633,51006]
["0452","Whiddon-Rogers Ed Center","Fencing:  Replace Fence",null,null,41475,null,null,41475]
["1752","Whispering Pines Ctr","Electric/Fire Safety Violations",3728,3914,4110,4315,4747,20814]
["0191","Wilton Manors Elementary","Electric/Fire Safety Violations",11445,12017,12618,13249,14574,63903]
["0991","Wingate Oaks Center","Bus Barricade",null,12000,null,null,null,12000]
["0991","Wingate Oaks Center","Electric/Fire Safety Violations",3675,3859,4052,4254,4680,20520]
["0991","Wingate Oaks Center","Fencing:  Replace Fence",null,null,63000,null,null,63000]
["0991","Wingate Oaks Center","Flooring:  Installation of Tile",{"$nulls":4},65000,65000]
["0991","Wingate Oaks Center","Pool: Renovate/Remarcite/Electrical/Plumbing",null,null,10000,null,null,10000]
["0991","Wingate Oaks Center","Pools: Upgrade Computer Chemical Flowmeter",null,null,3000,null,null,3000]
["3091","Winston Park Elementary","Electric/Fire Safety Violations",6720,7056,7409,7779,8557,37521]
["3091","Winston Park Elementary","Flooring:  Installation of Tile",{"$nulls":4},29000,29000]
["3321","Young, Virginia S. Elementary","Electric/Fire Safety Violations",3544,3721,3907,4102,4513,19787]
["3001","Young, Walter C. Middle","Electric/Fire Safety Violations",6038,6339,6656,6989,7688,33710]
[null,"District Maintenance"]
["1741","Anderson, Boyd H. High","Air Conditioning",150000,0,0,0,0,150000]
["1741","Anderson, Boyd H. High","Air Conditioning",25000,{"$nulls":4},25000]
["1741","Anderson, Boyd H. High","Air Conditioning",null,null,500000,null,null,500000]
["1741","Anderson, Boyd H. High","Electrical",35000,{"$nulls":4},35000]
["1741","Anderson, Boyd H. High","Electrical",null,null,20000,null,null,20000]
["1741","Anderson, Boyd H. High","Mechanical",null,null,null,2500,null,2500]
["1741","Anderson, Boyd H. High","Mechanical",null,null,null,17500,null,17500]
["1741","Anderson, Boyd H. High","Painting",200000,{"$nulls":4},200000]
["1791","Apollo Middle","Electrical",100000,{"$nulls":4},100000]
["1791","Apollo Middle","Electrical",null,35000,null,null,null,35000]
["1791","Apollo Middle","Infrastructure-Site-Miscellaneous",null,null,44125,null,null,44125]
["1791","Apollo Middle","Infrastructure-Site-Miscellaneous",5000,5000,null,5000,null,15000]
["1791","Apollo Middle","Mechanical",null,null,null,23760,null,23760]
["1791","Apollo Middle","Mechanical",{"$nulls":4},100000,100000]
["2221","Atlantic Vocational Center","Air Conditioning",null,330000,null,null,null,330000]
["2221","Atlantic Vocational Center","Electrical",null,null,13500,null,null,13500]
[2221,"Atlantic Vocational Center","Mechanical",{"$nulls":4},18375,18375]
["2221","Atlantic Vocational Center","Roofing",105000,175000,110000,null,null,390000]
["2511","Atlantic West Elementary","Air Conditioning",null,null,null,115000,null,115000]
["2511","Atlantic West Elementary","Mechanical",{"$nulls":4},19100,19100]
["2511","Atlantic West Elementary","Painting",50000,{"$nulls":4},50000]
["0343","Attucks Middle","Air Conditioning",null,null,500000,null,null,500000]
["0343","Attucks Middle","Air Conditioning",null,191741,null,null,null,191741]
["0343","Attucks Middle","Electrical",50000,51883,null,null,null,101883]
["0343","Attucks Middle","Mechanical",{"$nulls":4},12800,12800]
["0343","Attucks Middle","Roofing",null,null,190000,null,null,190000]
["2611","Bair Middle","Air Conditioning",null,120000,null,null,null,120000]
["2611","Bair Middle","Infrastructure-Site-Miscellaneous",null,null,16000,null,null,16000]
["2611","Bair Middle","Mechanical",{"$nulls":4},30000,30000]
["2611","Bair Middle","Painting",null,null,130000,null,null,130000]
["2611","Bair Middle","Roofing",null,185000,null,null,null,185000]
["2001","Banyan Elementary","Air Conditioning",null,null,115000,null,null,115000]
["2001","Banyan Elementary","Infrastructure-Site-Miscellaneous",null,null,33015,null,null,33015]
["2001","Banyan Elementary","Painting",null,null,null,50000,null,50000]
["0201","Bennett Elementary","Air Conditioning",null,125000,null,null,null,125000]
["0201","Bennett Elementary","Air Conditioning",null,null,75000,null,null,75000]
["0201","Bennett Elementary","Air Conditioning",null,100000,null,null,null,100000]
["0201","Bennett Elementary","Mechanical",null,9184,null,null,null,9184]
["0201","Bennett Elementary","Mechanical",null,18000,null,null,null,18000]
["0341","Bethune, Mary M. Elementary","Electrical",{"$nulls":4},48000,48000]
["0341","Bethune, Mary M. Elementary","Electrical",{"$nulls":4},80000,80000]
["0341","Bethune, Mary M. Elementary","Electrical",{"$nulls":4},20000,20000]
["0341","Bethune, Mary M. Elementary","Infra-Site-Miscellaneous",{"$nulls":4},77000,77000]
["0341","Bethune, Mary M. Elementary","Infra-Site-Miscellaneous",{"$nulls":4},5000,5000]
["0341","Bethune, Mary M. Elementary","Infra-Site-Miscellaneous",{"$nulls":4},85000,85000]
["0341","Bethune, Mary M. Elementary","Infra-Site-Miscellaneous",{"$nulls":4},23000,23000]
["0341","Bethune, Mary M. Elementary","Infra-Site-Miscellaneous",{"$nulls":4},8500,8500]
["0341","Bethune, Mary M. Elementary","Infra-Site-Miscellaneous",{"$nulls":4},8300,8300]
["0341","Bethune, Mary M. Elementary","Infra-Site-Miscellaneous",{"$nulls":4},5125,5125]
["0341","Bethune, Mary M. Elementary","Infra-Site-Miscellaneous",{"$nulls":4},9225,9225]
["0341","Bethune, Mary M. Elementary","Infra-Site-Miscellaneous",{"$nulls":4},3375,3375]
["0341","Bethune, Mary M. Elementary","Infra-Site-Miscellaneous",{"$nulls":4},40000,40000]
["0341","Bethune, Mary M. Elementary","Mechanical",{"$nulls":4},45000,45000]
["0341","Bethune, Mary M. Elementary","Mechanical",{"$nulls":4},86400,86400]
["0971","Boulevard Heights Elementary","Electrical",25000,{"$nulls":4},25000]
["0971","Boulevard Heights Elementary","Electrical",null,null,15000,null,null,15000]
["0971","Boulevard Heights Elementary","Mechanical",null,null,85000,null,null,85000]
["0971","Boulevard Heights Elementary","Mechanical",null,null,100000,null,null,100000]
["0871","Bright Horizons School","Air Conditioning",null,130000,null,null,null,130000]
["0871","Bright Horizons School","Infrastructure-Site-Miscellaneous",null,null,59000,null,null,59000]
["0871","Bright Horizons School","Mechanical",null,null,34875,null,null,34875]
["0871","Bright Horizons School","Painting",50000,{"$nulls":4},50000]
["0811","Broadview Elementary","Air Conditioning",null,40000,null,null,null,40000]
["0811","Broadview Elementary","Painting",null,null,80000,null,null,80000]
["0811","Broadview Elementary","Painting",50000,{"$nulls":4},50000]
["0501","Broward Estates Elementary","Electrical",null,null,20000,null,null,20000]
["0501","Broward Estates Elementary","Painting",50000,{"$nulls":4},50000]
["0501","Broward Estates Elementary","Painting",80000,{"$nulls":4},80000]
["1461","Castle Hill Elementary","Infrastructure-Site-Miscellaneous",35000,{"$nulls":4},35000]
["2641","Central Park Elementary","Air Conditioning",120000,{"$nulls":4},120000]
["2641","Central Park Elementary","Electrical",null,null,10000,null,null,10000]
["2961","Chapel Trail Elementary","Electrical",null,null,null,20000,null,20000]
["1421","Coconut Creek Elementary","Electrical",30000,{"$nulls":4},30000]
["1421","Coconut Creek Elementary","Mechanical",null,null,13500,null,null,13500]
["1681","Coconut Creek High","Air Conditioning",null,150000,null,null,null,150000]
["1681","Coconut Creek High","Electrical",20000,{"$nulls":4},20000]
["1681","Coconut Creek High","Electrical",32400,{"$nulls":4},32400]
["1681","Coconut Creek High","Electrical",20000,{"$nulls":4},20000]
["1681","Coconut Creek High","Infrastructure-Site-Miscellaneous",null,25209,null,null,null,25209]
["1681","Coconut Creek High","Mechanical",null,null,null,70343,null,70343]
["1681","Coconut Creek High","Mechanical",{"$nulls":4},22850,22850]
["1681","Coconut Creek High","Mechanical",{"$nulls":4},114030,114030]
["0231","Colbert Elementary","Electrical",{"$nulls":4},50000,50000]
["0231","Colbert Elementary","Electrical",{"$nulls":4},480000,480000]
["0231","Colbert Elementary","Roofing",{"$nulls":4},195000,195000]
["0331","Collins Elementary","Air Conditioning",null,110000,null,null,null,110000]
["0331","Collins Elementary","Electrical",null,null,15000,null,null,15000]
["0331","Collins Elementary","Electrical",null,null,10000,null,null,10000]
["0331","Collins Elementary","Mechanical",null,85000,null,null,null,85000]
["0331","Collins Elementary","Painting",null,null,80000,null,null,80000]
["0331","Collins Elementary","Painting",null,null,50000,null,null,50000]
["1211","Cooper City Elementary","Electrical",null,20000,null,null,null,20000]
["1211","Cooper City Elementary","Roofing",null,195000,null,null,null,195000]
["1931","Cooper City High","Air Conditioning",null,45000,null,null,null,45000]
["1931","Cooper City High","Air Conditioning",100000,{"$nulls":4},100000]
["1931","Cooper City High","Electrical",150000,150000,150000,200000,null,650000]
["1931","Cooper City High","Electrical",100000,{"$nulls":4},100000]
["1931","Cooper City High","Electrical",32400,{"$nulls":4},32400]
["1931","Cooper City High","Electrical",null,null,null,20000,null,20000]
["1931","Cooper City High","Infrastructure-Site-Miscellaneous",null,null,7153,null,null,7153]
["3041","Coral Park Elementary","Air Conditioning",20000,{"$nulls":4},20000]
["3041","Coral Park Elementary","Electrical",null,null,50000,null,null,50000]
["2551","Coral Springs Elementary","Air Conditioning",null,115000,null,null,null,115000]
["2551","Coral Springs Elementary","Electrical",30000,{"$nulls":4},30000]
["2551","Coral Springs Elementary","Infrastructure-Site-Miscellaneous",null,49409,null,null,null,49409]
["2551","Coral Springs Elementary","Painting",50000,{"$nulls":4},50000]
["2551","Coral Springs Elementary","Painting",80000,{"$nulls":4},80000]
["2551","Coral Springs Elementary","Roofing",null,null,null,195000,null,195000]
["1151","Coral Springs High","Air Conditioning",null,null,416000,null,null,416000]
["1151","Coral Springs High","Electrical",null,32400,null,null,null,32400]
["1151","Coral Springs High","Mechanical",null,null,25100,null,null,25100]
["1151","Coral Springs High","Roofing",175000,{"$nulls":4},175000]
["2561","Coral Springs Middle","Air Conditioning",null,20000,null,null,null,20000]
["2561","Coral Springs Middle","Electrical",{"$nulls":4},52000,52000]
["2561","Coral Springs Middle","Infrastructure-Site-Miscellaneous",null,null,null,61000,null,61000]
["2561","Coral Springs Middle","Infrastructure-Site-Miscellaneous",null,58602,null,null,null,58602]
["2561","Coral Springs Middle","Painting",150000,{"$nulls":4},150000]
["2561","Coral Springs Middle","Roofing",null,null,null,200000,null,200000]
["3111","Country Hills Elementary","Painting",50000,{"$nulls":4},50000]
["3111","Country Hills Elementary","Painting",80000,{"$nulls":4},80000]
["3111","Country Hills Elementary","Roofing",null,null,175000,null,null,175000]
["2981","Country Isles Elementary","Air Conditioning",null,60000,null,null,null,60000]
["2981","Country Isles Elementary","Painting",50000,{"$nulls":4},50000]
["2981","Country Isles Elementary","Painting",80000,{"$nulls":4},80000]
["0901","Cresthaven Elementary","Air Conditioning",null,null,null,140000,null,140000]
["0221","Croissant Park Elementary","Painting",null,null,80000,null,null,80000]
["0221","Croissant Park Elementary","Painting",null,null,50000,null,null,50000]
["3222","Cross Creek School","Electrical",null,null,10000,null,null,10000]
["1871","Crystal Lake Community Middle","Infrastructure-Site-Miscellaneous",null,null,59000,null,null,59000]
["1871","Crystal Lake Community Middle","Infrastructure-Site-Miscellaneous",64217,{"$nulls":4},64217]
["1871","Crystal Lake Community Middle","Mechanical",null,null,25100,null,null,25100]
["1871","Crystal Lake Community Middle","Painting",null,150000,null,null,null,150000]
["1871","Crystal Lake Community Middle","Painting",null,130000,null,null,null,130000]
["1871","Crystal Lake Community Middle","Roofing",null,null,null,200000,null,200000]
[1781,"Cypress Elementary","Mechanical",{"$nulls":4},102645,102645]
["1071","Dandy, Wm. Middle","Painting",150000,{"$nulls":4},150000]
["0101","Dania Elementary","Roofing",null,195000,null,null,null,195000]
["2801","Davie Elementary","Air Conditioning",null,null,null,115000,null,115000]
["2801","Davie Elementary","Air Conditioning",20000,{"$nulls":4},20000]
["2801","Davie Elementary","Air Conditioning",95000,{"$nulls":4},95000]
["2801","Davie Elementary","Electrical",null,null,10000,null,null,10000]
["2801","Davie Elementary","Infrastructure-Site-Miscellaneous",null,53705,null,null,null,53705]
["2801","Davie Elementary","Mechanical",{"$nulls":4},75000,75000]
["2801","Davie Elementary","Painting",null,null,80000,null,null,80000]
["2801","Davie Elementary","Painting",null,50000,null,null,null,50000]
["2801","Davie Elementary","Roofing",null,195000,null,null,null,195000]
["0011","Deerfield Beach Elementary","Air Conditioning",null,null,110000,null,null,110000]
["0011","Deerfield Beach Elementary","Air Conditioning",null,null,20000,null,null,20000]
["0011","Deerfield Beach Elementary","Electrical",null,null,null,20000,null,20000]
["0011","Deerfield Beach Elementary","Electrical",null,null,20000,null,null,20000]
["0011","Deerfield Beach Elementary","Infrastructure-Site-Miscellaneous",null,null,null,45000,null,45000]
["0011","Deerfield Beach Elementary","Painting",{"$nulls":4},80000,80000]
["0011","Deerfield Beach Elementary","Roofing",170000,{"$nulls":4},170000]
["1711","Deerfield Beach High","Electrical",null,20000,null,null,null,20000]
["1711","Deerfield Beach High","Infrastructure-Site-Miscellaneous",null,null,null,144931,null,144931]
["1711","Deerfield Beach High","Mechanical",null,null,15750,null,null,15750]
["1711","Deerfield Beach High","Mechanical",{"$nulls":4},114100,114100]
["1711","Deerfield Beach High","Painting",200000,{"$nulls":4},200000]
["0911","Deerfield Beach Middle","Air Conditioning",60000,{"$nulls":4},60000]
["0911","Deerfield Beach Middle","Electrical",null,null,28800,null,null,28800]
["0911","Deerfield Beach Middle","Infrastructure-Site-Miscellaneous",55000,{"$nulls":4},55000]
["0911","Deerfield Beach Middle","Painting",150000,{"$nulls":4},150000]
["0911","Deerfield Beach Middle","Painting",null,130000,null,null,null,130000]
["0391","Deerfield Park Elementary","Roofing",null,50000,null,null,null,50000]
["0271","Dillard Elementary","Air Conditioning",null,null,140000,null,null,140000]
["0000","District Wide","Air Conditioning",500000,500000,500000,500000,750000,2750000]
["0000","District Wide","Air Conditioning",750000,750000,750000,750000,1000000,4000000]
["0000","District Wide","Air Conditioning",60000,60000,60000,60000,100000,340000]
["0000","District Wide","Electrical",250000,250000,250000,250000,375000,1375000]
["0000","District Wide","Electrical",{"$nulls":4},40264,40264]
["0000","District Wide","Infrastructure-Site-Miscellaneous",2500000,2500000,2500000,2500000,3000000,13000000]
["0000","District Wide","Infrastructure-Site-Miscellaneous",500000,500000,500000,500000,750000,2750000]
["0000","District Wide","Infrastructure-Site-Miscellaneous",250000,250000,250000,250000,375000,1375000]
["0000","District Wide","Infrastructure-Site-Miscellaneous",200000,200000,200000,200000,320000,1120000]
["0000","District Wide","Infrastructure-Site-Miscellaneous",350000,350000,350000,350000,385000,1785000]
["0000","District Wide","Mechanical",346500,300000,300000,300000,730000,1976500]
["0000","District Wide","Roofing",560000,500000,500000,500000,750000,2810000]
["0301","Drew Resource Center","Air Conditioning",null,null,null,45000,null,45000]
["0301","Drew Resource Center","Mechanical",11156,{"$nulls":4},11156]
["0301","Drew Resource Center","Roofing",185000,{"$nulls":4},185000]
["0721","Driftwood Elementary","Air Conditioning",null,115000,null,null,null,115000]
["0721","Driftwood Elementary","Electrical",null,null,15000,null,null,15000]
["0721","Driftwood Elementary","Mechanical",75000,{"$nulls":4},75000]
["0721","Driftwood Elementary","Mechanical",75000,{"$nulls":4},75000]
["0721","Driftwood Elementary","Painting",80000,{"$nulls":4},80000]
["0721","Driftwood Elementary","Roofing",175000,{"$nulls":4},175000]
["0861","Driftwood Middle","Air Conditioning",null,null,112000,null,null,112000]
["0861","Driftwood Middle","Air Conditioning",45000,{"$nulls":4},45000]
["0861","Driftwood Middle","Infra-Site-Miscellaneous",{"$nulls":4},80000,80000]
["0861","Driftwood Middle","Infra-Site-Miscellaneous",{"$nulls":4},16000,16000]
["0861","Driftwood Middle","Infra-Site-Miscellaneous",{"$nulls":4},16500,16500]
["0861","Driftwood Middle","Infra-Site-Miscellaneous",{"$nulls":4},48600,48600]
["0861","Driftwood Middle","Infrastructure-Site-Miscellaneous",null,null,59000,null,null,59000]
["0861","Driftwood Middle","Infrastructure-Site-Miscellaneous",null,45762,null,null,null,45762]
["0861","Driftwood Middle","Mechanical",90000,{"$nulls":4},90000]
["0861","Driftwood Middle","Mechanical",75000,{"$nulls":4},75000]
[3461,"Eagle Point Elementary","Flooring",{"$nulls":4},10000,10000]
["0361","Ely High","Air Conditioning",null,null,750000,null,null,750000]
["0361","Ely High","Air Conditioning",null,null,100000,null,null,100000]
["0361","Ely High","Electrical",null,20000,null,null,null,20000]
["0361","Ely High","Roofing",null,null,null,450000,null,450000]
[3191,"Embassy Creek Elementary","Electrical",{"$nulls":4},10000,10000]
["1641","Fairway Elementary","Roofing",null,null,null,200000,null,200000]
["2541","Flamingo Elementary","Air Conditioning",null,115000,null,null,null,115000]
["2541","Flamingo Elementary","Mechanical",null,null,20000,null,null,20000]
["2541","Flamingo Elementary","Mechanical",56930,{"$nulls":4},56930]
["2541","Flamingo Elementary","Painting",null,50000,null,null,null,50000]
["2541","Flamingo Elementary","Painting",80000,{"$nulls":4},80000]
["2541","Flamingo Elementary","Roofing",null,null,null,199000,null,199000]
["3391","Flanagan, Charles High","Electrical",null,null,null,20000,null,20000]
["3391","Flanagan, Charles High","Infrastructure-Site-Miscellaneous",null,null,null,36800,null,36800]
["3051","Forest Glen Middle","Air Conditioning",null,null,null,16000,null,16000]
["3051","Forest Glen Middle","Electrical",null,null,null,20000,null,20000]
["3051","Forest Glen Middle","Infrastructure-Site-Miscellaneous",null,null,null,35000,null,35000]
["2631","Forest Hills Elementary","Air Conditioning",null,null,115000,null,null,115000]
["2631","Forest Hills Elementary","Air Conditioning",null,null,null,100000,null,100000]
["2631","Forest Hills Elementary","Electrical",{"$nulls":4},54000,54000]
["2631","Forest Hills Elementary","Infrastructure-Site-Miscellaneous",38889,{"$nulls":4},38889]
["2631","Forest Hills Elementary","Mechanical",50000,{"$nulls":4},50000]
["2631","Forest Hills Elementary","Painting",80000,{"$nulls":4},80000]
["0951","Fort Lauderdale High","Infra-Electrical",{"$nulls":4},20285,20285]
["0951","Fort Lauderdale High","Infra-Site-Miscellaneous",{"$nulls":4},30000,30000]
["0921","Foster, Stephen Elementary","Air Conditioning",null,30000,null,null,null,30000]
["0921","Foster, Stephen Elementary","Mechanical",38000,{"$nulls":4},38000]
["2851","Griffin Elementary","Air Conditioning",null,null,null,115000,null,115000]
["2851","Griffin Elementary","Painting",null,50000,null,null,null,50000]
["2851","Griffin Elementary","Roofing",null,null,null,199000,null,199000]
["0592","Hallandale Adult/Community","Air Conditioning",95000,{"$nulls":4},95000]
["0131","Hallandale Elementary","Electrical",{"$nulls":4},10000,10000]
["0131","Hallandale Elementary","Electrical",{"$nulls":4},15000,15000]
["0131","Hallandale Elementary","Painting",{"$nulls":4},80000,80000]
["0131","Hallandale Elementary","Roofing",{"$nulls":4},110000,110000]
["0403","Hallandale High","Air Conditioning",150000,{"$nulls":4},150000]
["0403","Hallandale High","Electrical",29450,{"$nulls":4},29450]
["0403","Hallandale High","Electrical",null,20000,null,null,null,20000]
["0403","Hallandale High","Roofing",null,null,null,450000,null,450000]
["0491","Harbordale Elementary","Air Conditioning",null,40000,null,null,null,40000]
["0491","Harbordale Elementary","Infra-Electrical",{"$nulls":4},34225,34225]
["0491","Harbordale Elementary","Mechanical",60000,{"$nulls":4},60000]
["0491","Harbordale Elementary","Roofing",null,150000,null,null,null,150000]
["3131","Hawkes Bluff Elementary","Air Conditioning",105000,{"$nulls":4},105000]
["0111","Hollywood Hills Elementary","Electrical",null,null,15000,null,null,15000]
["0111","Hollywood Hills Elementary","Infrastructure-Site-Miscellaneous",null,30000,null,null,null,30000]
["0111","Hollywood Hills Elementary","Painting",{"$nulls":4},50000,50000]
["0111","Hollywood Hills Elementary","Roofing",null,null,null,195000,null,195000]
["1661","Hollywood Hills High","Air Conditioning",null,150000,null,null,null,150000]
["1661","Hollywood Hills High","Infra-Site-Miscellaneous",{"$nulls":4},30000,30000]
["1661","Hollywood Hills High","Infrastructure-Site-Miscellaneous",25209,{"$nulls":4},25209]
["1661","Hollywood Hills High","Mechanical",null,null,150000,null,null,150000]
["1661","Hollywood Hills High","Mechanical",null,null,120000,null,null,120000]
["2531","Horizon Elementary","Air Conditioning",null,null,null,120000,null,120000]
["2531","Horizon Elementary","Air Conditioning",null,null,115000,null,null,115000]
["2531","Horizon Elementary","Mechanical",30000,{"$nulls":4},30000]
["2531","Horizon Elementary","Roofing",null,null,null,195000,null,195000]
["1971","Hunt, James S. Elementary","Electrical",null,null,null,20000,null,20000]
["1971","Hunt, James S. Elementary","Mechanical",null,null,13500,null,null,13500]
["1971","Hunt, James S. Elementary","Painting",null,50000,null,null,null,50000]
["1971","Hunt, James S. Elementary","Painting",null,null,80000,null,null,80000]
["3471","Indian Ridge Middle","Electrical",null,null,20000,null,null,20000]
["3181","Indian Trace Elementary","Painting",80000,{"$nulls":4},80000]
[null,"ITV/BECON","Infra-HVAC",{"$nulls":4},60000,60000]
["1611","King, Martin Luther Elementary","Air Conditioning",null,null,80000,null,null,80000]
["1611","King, Martin Luther Elementary","Air Conditioning",null,null,20000,null,null,20000]
["1611","King, Martin Luther Elementary","Painting",null,50000,null,null,null,50000]
["0831","Lake Forest Elementary","Electrical",{"$nulls":4},20000,20000]
["0831","Lake Forest Elementary","Infra-HVAC",{"$nulls":4},105000,105000]
["0831","Lake Forest Elementary","Infra-Site-Miscellaneous",{"$nulls":4},125000,125000]
["0621","Larkdale Elementary","Air Conditioning",null,null,null,140000,null,140000]
["0621","Larkdale Elementary","Infrastructure-Site-Miscellaneous",41667,{"$nulls":4},41667]
["0621","Larkdale Elementary","Mechanical",{"$nulls":4},76550,76550]
["0621","Larkdale Elementary","Painting",null,null,null,80000,null,80000]
["1701","Lauderdale Lakes Middle","Air Conditioning",100000,{"$nulls":4},100000]
["1701","Lauderdale Lakes Middle","Infra-Electrical",{"$nulls":4},33425,33425]
["1701","Lauderdale Lakes Middle","Infra-Electrical",{"$nulls":4},35000,35000]
["1701","Lauderdale Lakes Middle","Painting",150000,{"$nulls":4},150000]
["1701","Lauderdale Lakes Middle","Roofing",105000,{"$nulls":4},105000]
["0431","Lauderdale Manors Elementary","Air Conditioning",null,null,null,120000,null,120000]
["0431","Lauderdale Manors Elementary","Infra-Site-Miscellaneous",{"$nulls":4},50000,50000]
["0431","Lauderdale Manors Elementary","Roofing",null,null,null,200000,null,200000]
["1391","Lauderhill Middle","Air Conditioning",120000,{"$nulls":4},120000]
["1391","Lauderhill Middle","Infrastructure-Site-Miscellaneous",null,null,82500,null,null,82500]
["1391","Lauderhill Middle","Mechanical",null,null,null,23760,null,23760]
["1391","Lauderhill Middle","Painting",null,150000,null,null,null,150000]
["1391","Lauderhill Middle","Roofing",null,null,null,195000,null,195000]
["1091","Lloyd Estates Elementary","Painting",80000,{"$nulls":4},80000]
["2741","Maplewood Elementary","Air Conditioning",null,null,null,115000,null,115000]
["2741","Maplewood Elementary","Electrical",null,null,null,20000,null,20000]
["2741","Maplewood Elementary","Infra-HVAC",{"$nulls":4},125000,125000]
["2741","Maplewood Elementary","Painting",50000,{"$nulls":4},50000]
["1161","Margate Elementary","Air Conditioning",null,40000,null,null,null,40000]
["1161","Margate Elementary","Electrical",null,null,10000,null,null,10000]
["1161","Margate Elementary","Infrastructure-Site-Miscellaneous",36473,{"$nulls":4},36473]
["1161","Margate Elementary","Painting",null,null,50000,null,null,50000]
["0581","Margate Middle","Air Conditioning",null,50000,null,null,null,50000]
["0581","Margate Middle","Air Conditioning",null,null,240000,null,null,240000]
["0581","Margate Middle","Air Conditioning",null,null,100000,null,null,100000]
["0581","Margate Middle","Painting",150000,{"$nulls":4},150000]
["0581","Margate Middle","Roofing",115000,{"$nulls":4},115000]
["1671","Markham, Robert Elementary","Infrastructure-Site-Miscellaneous",29666,{"$nulls":4},29666]
[3291,"Marshall, Thurgood Elementary","Painting",{"$nulls":4},120000,120000]
["0241","McArthur High","Infrastructure-Site-Miscellaneous",500000,{"$nulls":4},500000]
["1291","McFatter Voc-Tech Center","Air Conditioning",null,null,60000,null,null,60000]
["1291","McFatter Voc-Tech Center","Air Conditioning",80000,{"$nulls":4},80000]
["1291","McFatter Voc-Tech Center","Electrical",25000,{"$nulls":4},25000]
["1291","McFatter Voc-Tech Center","Electrical",{"$nulls":4},100000,100000]
["1291","McFatter Voc-Tech Center","Mechanical",48000,{"$nulls":4},48000]
["0761","Meadowbrook Elementary","Painting",{"$nulls":4},50000,50000]
["0531","Miramar Elementary","Infra-Site-Miscellaneous",{"$nulls":4},10000,10000]
["0531","Miramar Elementary","Painting",null,null,50000,null,null,50000]
["1751","Miramar High","Electrical",null,26755,null,null,null,26755]
["1751","Miramar High","Electrical",{"$nulls":4},20000,20000]
["1751","Miramar High","Electrical",{"$nulls":4},65000,65000]
["1751","Miramar High","Infrastructure-Site-Miscellaneous",null,null,null,36800,null,36800]
["1751","Miramar High","Infrastructure-Site-Miscellaneous",null,null,25209,null,null,25209]
["1751","Miramar High","Infrastructure-Site-Miscellaneous",null,null,154000,null,null,154000]
["1751","Miramar High","Mechanical",null,100000,null,null,null,100000]
["1751","Miramar High","Mechanical",null,180000,null,null,null,180000]
["1751","Miramar High","Mechanical",{"$nulls":4},58900,58900]
["1751","Miramar High","Mechanical",{"$nulls":4},60000,60000]
["1751","Miramar High","Painting",200000,{"$nulls":4},200000]
["1751","Miramar High","Roofing",200000,{"$nulls":4},200000]
["1841","Mirror Lake Elementary","Air Conditioning",null,null,null,120000,null,120000]
["2691","Morrow Elementary","Air Conditioning",null,null,115000,null,null,115000]
["2691","Morrow Elementary","Infra-HVAC",{"$nulls":4},125000,125000]
["2691","Morrow Elementary","Painting",null,null,50000,null,null,50000]
["2671","Nob Hill Elementary","Air Conditioning",null,null,115000,null,null,115000]
["2671","Nob Hill Elementary","Air Conditioning",120000,{"$nulls":4},120000]
["2671","Nob Hill Elementary","Mechanical",50000,{"$nulls":4},50000]
["2671","Nob Hill Elementary","Painting",null,null,80000,null,null,80000]
["2671","Nob Hill Elementary","Painting",null,null,50000,null,null,50000]
["2671","Nob Hill Elementary","Roofing",null,null,null,195000,null,195000]
["0561","Norcrest Elementary","Electrical",{"$nulls":4},35362,35362]
["0561","Norcrest Elementary","Infra-HVAC",{"$nulls":4},90000,90000]
["0561","Norcrest Elementary","Infra-HVAC",{"$nulls":4},105000,105000]
["0561","Norcrest Elementary","Mechanical",{"$nulls":4},69750,69750]
["0521","North Andrews Gardens Elementary","Electrical",{"$nulls":4},70000,70000]
[1191,"North Fork Elementary","Infra-Electrical",{"$nulls":4},13285,13285]
[1191,"North Fork Elementary","Infra-HVAC",{"$nulls":4},40000,40000]
["2231","North Lauderdale Elementary","Air Conditioning",null,null,115000,null,null,115000]
["2231","North Lauderdale Elementary","Electrical",null,null,45000,null,null,45000]
["2231","North Lauderdale Elementary","Roofing",null,null,null,199000,null,199000]
["0041","North Side Elementary","Mechanical",75000,{"$nulls":4},75000]
["0041","North Side Elementary","Roofing",null,null,null,110000,null,110000]
["1241","Northeast High","Air Conditioning",null,25000,null,null,null,25000]
["1241","Northeast High","Air Conditioning",null,null,200000,null,null,200000]
["1241","Northeast High","Infrastructure-Site-Miscellaneous",36800,{"$nulls":4},36800]
[1271,"Nova Eisenhower Elementary","Painting",{"$nulls":4},50000,50000]
["1282","Nova Forman Elementary","Air Conditioning",null,null,40000,null,null,40000]
["1282","Nova Forman Elementary","Painting",{"$nulls":4},50000,50000]
["1281","Nova High","Electrical",150000,{"$nulls":4},150000]
["1281","Nova High","Electrical",null,100000,null,null,null,100000]
["1281","Nova High","Electrical",null,125000,null,null,null,125000]
["1281","Nova High","Electrical",200000,{"$nulls":4},200000]
["1281","Nova High","Infrastructure-Site-Miscellaneous",null,null,25210,null,null,25210]
["1281","Nova High","Infrastructure-Site-Miscellaneous",700000,{"$nulls":4},700000]
["1281","Nova High","Mechanical",null,44075,null,null,null,44075]
["1281","Nova High","Mechanical",null,null,85000,null,null,85000]
["1281","Nova High","Mechanical",null,null,125000,null,null,125000]
["1281","Nova High","Roofing",75000,{"$nulls":4},75000]
["1311","Nova Middle","Mechanical",null,25100,null,null,null,25100]
["0031","Oakland Park Elementary","Electrical",null,null,null,10000,null,10000]
["0031","Oakland Park Elementary","Painting",null,null,80000,null,null,80000]
["0031","Oakland Park Elementary","Painting",null,50000,null,null,null,50000]
["0461","Oakridge Elementary","Air Conditioning",null,105000,null,null,null,105000]
["0461","Oakridge Elementary","Electrical",null,null,null,20000,null,20000]
["0461","Oakridge Elementary","Electrical",25538,{"$nulls":4},25538]
["0461","Oakridge Elementary","Infrastructure-Site-Miscellaneous",null,null,null,33108,null,33108]
["0461","Oakridge Elementary","Mechanical",null,50000,null,null,null,50000]
["0461","Oakridge Elementary","Mechanical",null,40000,null,null,null,40000]
["0461","Oakridge Elementary","Painting",null,50000,null,null,null,50000]
["0711","Orange Brook Elementary","Electrical",{"$nulls":4},150000,150000]
["0711","Orange Brook Elementary","Electrical",{"$nulls":4},25000,25000]
["0711","Orange Brook Elementary","Mechanical",{"$nulls":4},50000,50000]
["0711","Orange Brook Elementary","Roofing",{"$nulls":4},160000,160000]
["1831","Oriole Elementary","Infra-Electrical",{"$nulls":4},20855,20855]
["1831","Oriole Elementary","Infra-Electrical",{"$nulls":4},18225,18225]
["1831","Oriole Elementary","Infra-HVAC",{"$nulls":4},12500,12500]
["1831","Oriole Elementary","Infra-HVAC",{"$nulls":4},12500,12500]
["1831","Oriole Elementary","Infrastructure-Site-Miscellaneous",42779,{"$nulls":4},42779]
["1831","Oriole Elementary","Painting",80000,{"$nulls":4},80000]
["3311","Palm Cove Elementary","Infrastructure-Site-Miscellaneous",42000,{"$nulls":4},42000]
["1131","Palmview Elementary","Infrastructure-Site-Miscellaneous",null,null,39934,null,null,39934]
["1951","Park Ridge Elementary","Infrastructure-Site-Miscellaneous",null,null,45000,null,null,45000]
["1951","Park Ridge Elementary","Painting",null,50000,null,null,null,50000]
["3171","Park Springs Elementary","Air Conditioning",null,null,null,25000,null,25000]
["3171","Park Springs Elementary","Electrical",null,null,10000,null,null,10000]
["0701","Parkway Middle","Infrastructure-Site-Miscellaneous",null,57000,null,null,null,57000]
["0701","Parkway Middle","Mechanical",65000,{"$nulls":4},65000]
["0701","Parkway Middle","Painting",null,150000,null,null,null,150000]
["2071","Pasadena Lakes Elementary","Air Conditioning",null,25000,null,null,null,25000]
["2071","Pasadena Lakes Elementary","Air Conditioning",195000,{"$nulls":4},195000]
["2071","Pasadena Lakes Elementary","Infra-HVAC",{"$nulls":4},8000,8000]
["2071","Pasadena Lakes Elementary","Roofing",null,195000,null,null,null,195000]
["2661","Pembroke Lakes Elementary","Air Conditioning",null,null,null,115000,null,115000]
["2661","Pembroke Lakes Elementary","Painting",null,null,null,80000,null,80000]
["1221","Pembroke Pines Elementary","Electrical",20000,{"$nulls":4},20000]
["1221","Pembroke Pines Elementary","Roofing",null,null,175000,null,null,175000]
["1631","Perry, Annabel Elementary","Electrical",null,20000,null,null,null,20000]
["1631","Perry, Annabel Elementary","Infrastructure-Site-Miscellaneous",null,null,35000,null,null,35000]
["1631","Perry, Annabel Elementary","Roofing",null,null,null,165000,null,165000]
["1011","Perry, Henry D. Middle","Painting",null,null,150000,null,null,150000]
["0931","Peters Elementary","Air Conditioning",null,70000,null,null,null,70000]
["0931","Peters Elementary","Infrastructure-Site-Miscellaneous",95335,{"$nulls":4},95335]
["0931","Peters Elementary","Painting",80000,{"$nulls":4},80000]
["0653","Pine Ridge Alternative Center","Air Conditioning",45000,{"$nulls":4},45000]
["0653","Pine Ridge Alternative Center","Infrastructure-Site-Miscellaneous",null,null,null,62485,null,62485]
["0653","Pine Ridge Alternative Center","Painting",null,null,null,80000,null,80000]
["0653","Pine Ridge Alternative Center","Roofing",195000,{"$nulls":4},195000]
["2861","Pines Lakes Elementary","Air Conditioning",null,null,null,115000,null,115000]
["2861","Pines Lakes Elementary","Air Conditioning",null,null,105000,null,null,105000]
["2861","Pines Lakes Elementary","Electrical",null,30000,null,null,null,30000]
["2861","Pines Lakes Elementary","Infra-Site-Miscellaneous",{"$nulls":4},25000,25000]
["2861","Pines Lakes Elementary","Infrastructure-Site-Miscellaneous",null,31541,null,null,null,31541]
["2861","Pines Lakes Elementary","Mechanical",{"$nulls":4},16800,16800]
["2861","Pines Lakes Elementary","Roofing",198000,{"$nulls":4},198000]
["1881","Pines Middle","Infrastructure-Site-Miscellaneous",null,null,59000,null,null,59000]
["1881","Pines Middle","Mechanical",null,null,null,18000,null,18000]
["1881","Pines Middle","Painting",150000,{"$nulls":4},150000]
["1881","Pines Middle","Roofing",null,null,199000,null,null,199000]
["2811","Pinewood Elementary","Electrical",40000,{"$nulls":4},40000]
["2811","Pinewood Elementary","Infra-HVAC",{"$nulls":4},125000,125000]
["2811","Pinewood Elementary","Infrastructure-Site-Miscellaneous",null,null,null,41818,null,41818]
["2811","Pinewood Elementary","Painting",null,null,50000,null,null,50000]
["2811","Pinewood Elementary","Roofing",null,195000,null,null,null,195000]
["2571","Pioneer Middle","Air Conditioning",null,null,null,325000,null,325000]
["2571","Pioneer Middle","Infra-Site-Miscellaneous",{"$nulls":4},25000,25000]
["2571","Pioneer Middle","Infrastructure-Site-Miscellaneous",null,null,null,61000,null,61000]
["2571","Pioneer Middle","Roofing",null,null,195000,null,null,195000]
["1901","Piper High","Electrical",null,35000,null,null,null,35000]
["1901","Piper High","Infrastructure-Site-Miscellaneous",null,30000,null,null,null,30000]
["1901","Piper High","Roofing",null,450000,null,null,null,450000]
[1451,"Plantation High","Infra-Site-Miscellaneous",{"$nulls":4},30000,30000]
[1451,"Plantation High","Infra-Site-Miscellaneous",{"$nulls":4},143000,143000]
[1451,"Plantation High","Painting",{"$nulls":4},200000,200000]
["0551","Plantation Middle","Infrastructure-Site-Miscellaneous",57000,{"$nulls":4},57000]
["0551","Plantation Middle","Roofing",null,195000,null,null,null,195000]
["1251","Plantation Park Elementary","Air Conditioning",null,null,null,130000,null,130000]
["1251","Plantation Park Elementary","Infrastructure-Site-Miscellaneous",null,31810,null,null,null,31810]
["1251","Plantation Park Elementary","Mechanical",100000,{"$nulls":4},100000]
["1251","Plantation Park Elementary","Painting",null,50000,null,null,null,50000]
["1251","Plantation Park Elementary","Roofing",null,null,null,195000,null,195000]
[9018,"Pompano Admin Site","Electrical",{"$nulls":4},80000,80000]
[9018,"Pompano Admin Site","Mechanical",{"$nulls":4},150850,150850]
["0751","Pompano Beach Elementary","Painting",null,50000,null,null,null,50000]
["0021","Pompano Beach Middle","Air Conditioning",null,200000,null,null,null,200000]
["0021","Pompano Beach Middle","Electrical",null,null,15000,null,null,15000]
["0021","Pompano Beach Middle","Electrical",28800,{"$nulls":4},28800]
["0021","Pompano Beach Middle","Infra-HVAC",{"$nulls":4},65000,65000]
["0021","Pompano Beach Middle","Infrastructure-Site-Miscellaneous",55000,{"$nulls":4},55000]
["0021","Pompano Beach Middle","Infrastructure-Site-Miscellaneous",22778,{"$nulls":4},22778]
["3121","Quiet Waters Elementary","Air Conditioning",null,null,null,25000,null,25000]
["3121","Quiet Waters Elementary","Electrical",null,null,10000,null,null,10000]
["3121","Quiet Waters Elementary","Mechanical",null,null,null,13500,null,13500]
["3121","Quiet Waters Elementary","Mechanical",{"$nulls":4},11300,11300]
["3121","Quiet Waters Elementary","Painting",50000,{"$nulls":4},50000]
["3121","Quiet Waters Elementary","Painting",80000,{"$nulls":4},80000]
["2721","Ramblewood Elementary","Air Conditioning",null,null,115000,null,null,115000]
["2721","Ramblewood Elementary","Electrical",40000,{"$nulls":4},40000]
["2721","Ramblewood Elementary","Electrical",30000,{"$nulls":4},30000]
["2721","Ramblewood Elementary","Infra-HVAC",{"$nulls":4},125000,125000]
["2721","Ramblewood Elementary","Infra-HVAC",{"$nulls":4},105000,105000]
["2721","Ramblewood Elementary","Infrastructure-Site-Miscellaneous",102550,{"$nulls":4},102550]
["2711","Ramblewood Middle","Air Conditioning",175000,{"$nulls":4},175000]
["2711","Ramblewood Middle","Air Conditioning",null,null,null,325000,null,325000]
["2711","Ramblewood Middle","Electrical",30000,{"$nulls":4},30000]
["2711","Ramblewood Middle","Infrastructure-Site-Miscellaneous",null,null,null,61000,null,61000]
["2711","Ramblewood Middle","Infrastructure-Site-Miscellaneous",56111,{"$nulls":4},56111]
["2711","Ramblewood Middle","Painting",null,130000,null,null,null,130000]
["2121","Rickards Middle","Air Conditioning",null,null,40000,null,null,40000]
["2121","Rickards Middle","Infrastructure-Site-Miscellaneous",null,null,59000,null,null,59000]
[2121,"Rickards Middle","Painting",{"$nulls":4},150000,150000]
["2121","Rickards Middle","Painting",150000,{"$nulls":4},150000]
["2891","Riverglades Elementary","Electrical",null,null,10000,null,null,10000]
["2891","Riverglades Elementary","Infra-HVAC",{"$nulls":4},150000,150000]
["0151","Riverland Elementary","Infra-HVAC",{"$nulls":4},5000,5000]
["0151","Riverland Elementary","Infra-HVAC",{"$nulls":4},5000,5000]
["3031","Riverside Elementary","Air Conditioning",150000,{"$nulls":4},150000]
["3031","Riverside Elementary","Electrical",null,null,10000,null,null,10000]
["0681","Rock Island Elementary","Air Conditioning",null,100000,null,null,null,100000]
["0681","Rock Island Elementary","Infra-Electrical",{"$nulls":4},6225,6225]
["0681","Rock Island Elementary","Infrastructure-Site-Miscellaneous",26743,{"$nulls":4},26743]
["0681","Rock Island Elementary","Mechanical",null,75000,null,null,null,75000]
["0681","Rock Island Elementary","Mechanical",{"$nulls":4},100000,100000]
["1851","Royal Palm Elementary","Mechanical",60000,{"$nulls":4},60000]
["0891","Sanders Park Elementary","Painting",50000,{"$nulls":4},50000]
["0891","Sanders Park Elementary","Painting",80000,{"$nulls":4},80000]
["3061","Sandpiper Elementary","Air Conditioning",null,null,null,90000,null,90000]
["3061","Sandpiper Elementary","Painting",80000,{"$nulls":4},80000]
["0601","Seagull School","Air Conditioning",null,140000,null,null,null,140000]
["0601","Seagull School","Infrastructure-Site-Miscellaneous",null,null,34229,null,null,34229]
["1891","Seminole Middle","Air Conditioning",null,null,500000,null,null,500000]
["1891","Seminole Middle","Infrastructure-Site-Miscellaneous",null,57000,null,null,null,57000]
["1891","Seminole Middle","Roofing",null,null,175000,null,null,175000]
["1811","Sheridan Hills Elementary","Painting",null,null,null,80000,null,80000]
["1811","Sheridan Hills Elementary","Roofing",null,null,195000,null,null,195000]
["1321","Sheridan Park Elementary","Electrical",{"$nulls":4},120000,120000]
["1321","Sheridan Park Elementary","Infrastructure-Site-Miscellaneous",null,null,null,107220,null,107220]
["1321","Sheridan Park Elementary","Mechanical",{"$nulls":4},65000,65000]
["1321","Sheridan Park Elementary","Mechanical",{"$nulls":4},10000,10000]
["1321","Sheridan Park Elementary","Painting",50000,{"$nulls":4},50000]
["1321","Sheridan Park Elementary","Painting",80000,{"$nulls":4},80000]
["1321","Sheridan Park Elementary","Roofing",null,null,null,199000,null,199000]
["1051","Sheridan Vocational Center","Air Conditioning",195000,{"$nulls":4},195000]
["1051","Sheridan Vocational Center","Air Conditioning",null,65000,null,null,null,65000]
["1051","Sheridan Vocational Center","Air Conditioning",50000,{"$nulls":4},50000]
["1051","Sheridan Vocational Center","Electrical",null,150000,null,null,null,150000]
["1051","Sheridan Vocational Center","Electrical",null,null,30000,null,null,30000]
["1051","Sheridan Vocational Center","Roofing",135000,20000,null,20000,null,175000]
["2971","Silver Lakes Middle","Air Conditioning",null,250000,250000,null,null,500000]
["2971","Silver Lakes Middle","Infrastructure-Site-Miscellaneous",48099,{"$nulls":4},48099]
["2971","Silver Lakes Middle","Infrastructure-Site-Miscellaneous",null,null,59000,null,null,59000]
["2971","Silver Lakes Middle","Roofing",190000,{"$nulls":4},190000]
["3081","Silver Ridge Elementary","Air Conditioning",null,null,null,125000,null,125000]
["3331","Silver Trail Middle","Air Conditioning",null,null,null,105000,null,105000]
["0405","South Area Alternative Center","Infra-HVAC",{"$nulls":4},150000,150000]
["0405","South Area Alternative Center","Mechanical",40000,{"$nulls":4},40000]
["0405","South Area Alternative Center","Mechanical",{"$nulls":4},50000,50000]
["0405","South Area Alternative Center","Painting",80000,{"$nulls":4},80000]
["0405","South Area Alternative Center","Roofing",null,190000,null,null,null,190000]
["0171","South Broward High","Infra-Site-Miscellaneous",{"$nulls":4},200000,200000]
["0171","South Broward High","Infra-Site-Miscellaneous",{"$nulls":4},20000,20000]
["0171","South Broward High","Infra-Site-Miscellaneous",{"$nulls":4},100000,100000]
["2351","South Plantation High","Electrical",null,null,null,20000,null,20000]
["2351","South Plantation High","Infra-HVAC",{"$nulls":4},175000,175000]
["2351","South Plantation High","Infra-Site-Miscellaneous",{"$nulls":4},16000,16000]
["2351","South Plantation High","Infrastructure-Site-Miscellaneous",36800,{"$nulls":4},36800]
["2351","South Plantation High","Infrastructure-Site-Miscellaneous",45150,{"$nulls":4},45150]
["2351","South Plantation High","Roofing",null,200000,200000,null,null,400000]
["0691","Stirling Elementary","Electrical",null,null,20000,null,null,20000]
["0691","Stirling Elementary","Infra-Site-Miscellaneous",{"$nulls":4},24000,24000]
["0691","Stirling Elementary","Painting",null,null,null,80000,null,80000]
["0691","Stirling Elementary","Painting",null,null,null,50000,null,50000]
["3011","Stoneman Douglas High","Electrical",null,null,null,20000,null,20000]
["3011","Stoneman Douglas High","Infrastructure-Site-Miscellaneous",null,null,null,35000,null,35000]
["3011","Stoneman Douglas High","Infrastructure-Site-Miscellaneous",null,80000,null,null,null,80000]
["3011","Stoneman Douglas High","Painting",200000,{"$nulls":4},200000]
["3011","Stoneman Douglas High","Painting",200000,{"$nulls":4},200000]
["0211","Stranahan High","Air Conditioning",null,null,80000,null,null,80000]
["0211","Stranahan High","Air Conditioning",195000,{"$nulls":4},195000]
["0211","Stranahan High","Infra-Electrical",{"$nulls":4},38285,38285]
["0211","Stranahan High","Infra-HVAC",{"$nulls":4},40000,40000]
["0211","Stranahan High","Mechanical",null,65000,null,null,null,65000]
["0211","Stranahan High","Mechanical",78450,{"$nulls":4},78450]
["0211","Stranahan High","Mechanical",{"$nulls":4},17945,17945]
["0211","Stranahan High","Mechanical",{"$nulls":4},18925,18925]
["0611","Sunland Park Elementary","Painting",null,50000,null,null,null,50000]
["0611","Sunland Park Elementary","Painting",null,null,null,80000,null,80000]
["0611","Sunland Park Elementary","Roofing",null,null,null,110000,null,110000]
["1171","Sunshine Elementary","Infra-Site-Miscellaneous",{"$nulls":4},20000,20000]
["1171","Sunshine Elementary","Roofing",65000,{"$nulls":4},65000]
["2621","Tamarac Elementary","Air Conditioning",null,null,null,115000,null,115000]
["2621","Tamarac Elementary","Electrical",null,null,20000,null,null,20000]
["2621","Tamarac Elementary","Electrical",40000,{"$nulls":4},40000]
["2621","Tamarac Elementary","Infrastructure-Site-Miscellaneous",null,29432,null,null,null,29432]
["2621","Tamarac Elementary","Painting",null,null,null,50000,null,50000]
["2621","Tamarac Elementary","Roofing",null,null,null,195000,null,195000]
["2751","Taravella J P High","Air Conditioning",null,175000,null,null,null,175000]
["2751","Taravella J P High","Air Conditioning",35000,{"$nulls":4},35000]
["2751","Taravella J P High","Air Conditioning",195000,{"$nulls":4},195000]
["2751","Taravella J P High","Infra-HVAC",{"$nulls":4},80000,80000]
["2751","Taravella J P High","Infra-Site-Miscellaneous",{"$nulls":4},30000,30000]
["2751","Taravella J P High","Infrastructure-Site-Miscellaneous",null,null,null,40000,null,40000]
["2751","Taravella J P High","Roofing",null,450000,null,null,null,450000]
["0571","Tedder Elementary","Infrastructure-Site-Miscellaneous",null,null,null,40492,null,40492]
["0571","Tedder Elementary","Painting",{"$nulls":4},80000,80000]
["0571","Tedder Elementary","Painting",80000,{"$nulls":4},80000]
["0571","Tedder Elementary","Roofing",null,null,null,195000,null,195000]
["3151","Tequesta Trace Middle","Electrical",null,null,null,20000,null,20000]
["3151","Tequesta Trace Middle","Painting",null,null,150000,null,null,150000]
["1021","The Quest Center","Infrastructure-Site-Miscellaneous",null,57000,null,null,null,57000]
["1021","The Quest Center","Painting",80000,{"$nulls":4},80000]
["0731","Tropical Elementary","Air Conditioning",null,null,90000,null,null,90000]
["0731","Tropical Elementary","Infra-HVAC",{"$nulls":4},98000,98000]
[1621,"Village Elementary","Painting",{"$nulls":4},80000,80000]
["1621","Village Elementary","Roofing",null,null,null,195000,null,195000]
["9032","Walker Complex","Painting",20000,{"$nulls":4},20000]
["9032","Walker Complex","Roofing",null,null,130000,null,null,130000]
["0321","Walker Elementary","Infra-Electrical",{"$nulls":4},22000,22000]
["0321","Walker Elementary","Mechanical",58000,{"$nulls":4},58000]
["0321","Walker Elementary","Painting",null,null,null,50000,null,50000]
["0321","Walker Elementary","Roofing",null,96000,null,null,null,96000]
["0511","Watkins Elementary","Infra-HVAC",{"$nulls":4},10000,10000]
["0511","Watkins Elementary","Infrastructure-Site-Miscellaneous",null,null,null,15031,null,15031]
[2881,"Welleby Elementary","Mechanical",{"$nulls":4},20000,20000]
["0161","West Hollywood Elementary","Electrical",null,null,null,20000,null,20000]
["2681","Westchester Elementary","Air Conditioning",null,null,null,115000,null,115000]
["2681","Westchester Elementary","Infra-HVAC",{"$nulls":4},125000,125000]
["2681","Westchester Elementary","Infrastructure-Site-Miscellaneous",null,53227,null,null,null,53227]
["2681","Westchester Elementary","Infrastructure-Site-Miscellaneous",null,null,null,8952,null,8952]
["2681","Westchester Elementary","Roofing",null,null,null,190000,null,190000]
["2831","Western High","Air Conditioning",150000,{"$nulls":4},150000]
["2831","Western High","Air Conditioning",null,null,400000,null,null,400000]
["2831","Western High","Electrical",null,20000,null,null,null,20000]
["2831","Western High","Infrastructure-Site-Miscellaneous",null,null,95000,null,null,95000]
["2831","Western High","Infrastructure-Site-Miscellaneous",36800,{"$nulls":4},36800]
["2831","Western High","Infrastructure-Site-Miscellaneous",null,20165,null,null,null,20165]
["2831","Western High","Infrastructure-Site-Miscellaneous",84310,{"$nulls":4},84310]
["2831","Western High","Infrastructure-Site-Miscellaneous",130000,{"$nulls":4},130000]
["2831","Western High","Mechanical",{"$nulls":4},83000,83000]
["2831","Western High","Roofing",null,195000,null,null,null,195000]
["2052","Westpine Middle","Air Conditioning",75000,{"$nulls":4},75000]
["2052","Westpine Middle","Electrical",null,null,20000,null,null,20000]
["2052","Westpine Middle","Infrastructure-Site-Miscellaneous",null,null,null,61000,null,61000]
["2052","Westpine Middle","Mechanical",{"$nulls":4},15500,15500]
["2052","Westpine Middle","Painting",null,null,null,130000,null,130000]
["0631","Westwood Heights Elementary","Air Conditioning",null,null,null,150000,null,150000]
["0631","Westwood Heights Elementary","Air Conditioning",null,null,45000,null,null,45000]
["0631","Westwood Heights Elementary","Painting",null,null,null,80000,null,80000]
["0631","Westwood Heights Elementary","Roofing",null,null,null,95000,null,95000]
["0412","Whiddon-Rogers Annex","Air Conditioning",27000,{"$nulls":4},27000]
["0412","Whiddon-Rogers Annex","Infra-Electrical",{"$nulls":4},20675,20675]
["0412","Whiddon-Rogers Annex","Infra-Site-Miscellaneous",{"$nulls":4},50000,50000]
["0412","Whiddon-Rogers Annex","Painting",150000,{"$nulls":4},150000]
["0452","Whiddon-Rogers Ed Center","Air Conditioning",null,null,null,27000,null,27000]
["0452","Whiddon-Rogers Ed Center","Air Conditioning",100000,{"$nulls":4},100000]
["0452","Whiddon-Rogers Ed Center","Infrastructure-Site-Miscellaneous",null,null,59000,null,null,59000]
["0452","Whiddon-Rogers Ed Center","Mechanical",25000,{"$nulls":4},25000]
["0452","Whiddon-Rogers Ed Center","Roofing",null,175000,null,null,null,175000]
["1752","Whispering Pines Ctr","Painting",80000,{"$nulls":4},80000]
["1752","Whispering Pines Ctr","Painting",50000,{"$nulls":4},50000]
["0991","Wingate Oaks Center","Air Conditioning",null,null,null,80000,null,80000]
["0991","Wingate Oaks Center","Electrical",20000,{"$nulls":4},20000]
["0991","Wingate Oaks Center","Infra-Site-Miscellaneous",{"$nulls":4},50000,50000]
["0991","Wingate Oaks Center","Painting",null,null,50000,null,null,50000]
["0991","Wingate Oaks Center","Painting",null,null,null,80000,null,80000]
["3091","Winston Park Elementary","Air Conditioning",null,null,null,25000,null,25000]
["3091","Winston Park Elementary","Electrical",null,null,20000,null,null,20000]
["3091","Winston Park Elementary","Electrical",null,null,10000,null,null,10000]
["3091","Winston Park Elementary","Mechanical",null,null,13500,null,null,13500]
["3091","Winston Park Elementary","Mechanical",{"$nulls":4},120000,120000]
["3091","Winston Park Elementary","Roofing",null,null,null,190000,null,190000]
["3001","Young, Walter C. Middle","Air Conditioning",100000,{"$nulls":4},100000]
["3001","Young, Walter C. Middle","Electrical",null,null,null,20000,null,20000]
["3001","Young, Walter C. Middle","Electrical",null,50000,null,null,null,50000]
["3001","Young, Walter C. Middle","Electrical",{"$nulls":4},75000,75000]
["3001","Young, Walter C. Middle","Electrical",{"$nulls":4},50000,50000]
["3001","Young, Walter C. Middle","Infra-HVAC",{"$nulls":4},18000,18000]
["3001","Young, Walter C. Middle","Infrastructure-Site-Miscellaneous",null,null,null,15000,null,15000]
[null,"Americans with Disabilities Act, Title II Upgrades"]
["1741","Anderson, Boyd H. High","Area of Rescue Assistance  ( Communications)",0,21600,0,0,0,21600]
[1741,"Anderson, Boyd H. High","Home Economics Kitchen Station ADA Retrofitting",12000,{"$nulls":4},12000]
["1741","Anderson, Boyd H. High","Interior Doors",18125,{"$nulls":4},18125]
["1741","Anderson, Boyd H. High","Non Accessible Stage",null,null,32500,null,null,32500]
["1741","Anderson, Boyd H. High","Non-accessible Reception Counters",null,null,null,2600,null,2600]
["1741","Anderson, Boyd H. High","Showers",null,50,null,null,450,500]
["1741","Anderson, Boyd H. High","Signage",null,null,1375,null,null,1375]
["1741","Anderson, Boyd H. High","Signage",null,null,220,null,null,220]
["1741","Anderson, Boyd H. High","TDD/TYY Comm. Equipment",375,{"$nulls":4},375]
["1791","Apollo Middle","Area of Rescue Assistance",null,21600,null,null,null,21600]
["1791","Apollo Middle","Showers",{"$nulls":4},5700,5700]
["1791","Apollo Middle","Signage",null,null,null,1980,null,1980]
["1791","Apollo Middle","TDD/TYY Comm. Equipment",375,{"$nulls":4},375]
["2221","Atlantic Vocational Center","Exterior Accessible Route",50000,{"$nulls":4},50000]
["2221","Atlantic Vocational Center","Interior Doors",24350,{"$nulls":4},24350]
["2221","Atlantic Vocational Center","Non-accessible Reception Counters",null,null,6500,null,null,6500]
["2221","Atlantic Vocational Center","Restrooms",55280,{"$nulls":4},55280]
["2221","Atlantic Vocational Center","Signage",null,null,null,7490,null,7490]
["2221","Atlantic Vocational Center","TDD/TYY Comm. Equipment",375,{"$nulls":4},375]
["2221","Atlantic Vocational Center","Visual Alarms at Restrooms",{"$nulls":4},6000,6000]
["2511","Atlantic West Elementary","Automobile & Van Accessible Parking Spaces",null,null,null,1800,null,1800]
["2511","Atlantic West Elementary","Exterior Doors",2000,{"$nulls":4},2000]
["2511","Atlantic West Elementary","Interior Doors",null,12050,null,null,null,12050]
["2511","Atlantic West Elementary","Non Accessible Stage",null,32500,null,null,null,32500]
["2511","Atlantic West Elementary","Non-accessible Reception Counters",null,null,null,1300,null,1300]
["2511","Atlantic West Elementary","Restrooms",{"$nulls":4},179315,179315]
["2511","Atlantic West Elementary","Signage",{"$nulls":4},30,30]
["2511","Atlantic West Elementary","Signage",null,null,3380,null,null,3380]
["2511","Atlantic West Elementary","TDD/TYY Comm. Equipment",375,{"$nulls":4},375]
["2511","Atlantic West Elementary","Visual Alarms at Restrooms",{"$nulls":4},4500,4500]
["0343","Attucks Middle","Area of Rescue Assistance",null,21600,null,null,null,21600]
["0343","Attucks Middle","Curb Ramps",{"$nulls":4},3048,3048]
["0343","Attucks Middle","Exterior Doors",1800,{"$nulls":4},1800]
["0343","Attucks Middle","Interior Doors",null,7000,null,null,null,7000]
["0343","Attucks Middle","Non Accessible Stage",32500,{"$nulls":4},32500]
["0343","Attucks Middle","Restrooms",null,10610,null,null,null,10610]
["0343","Attucks Middle","Signage",null,null,null,2275,null,2275]
["0343","Attucks Middle","TDD/TYY Comm. Equipment",null,null,375,null,null,375]
["0343","Attucks Middle","Visual Alarms at Restrooms",{"$nulls":4},1000,1000]
["2611","Bair Middle","Curb Ramps",{"$nulls":4},648,648]
["2611","Bair Middle","Interior Doors",13050,{"$nulls":4},13050]
["2611","Bair Middle","Non Accessible Stage",null,32500,null,null,null,32500]
["2611","Bair Middle","Non-accessible Reception Counters",null,null,2600,null,null,2600]
["2611","Bair Middle","Restrooms",{"$nulls":4},136225,136225]
["2611","Bair Middle","Showers",null,null,null,5700,null,5700]
["2611","Bair Middle","Signage",null,null,null,1540,null,1540]
["2611","Bair Middle","TDD/TYY Comm. Equipment",null,null,375,null,null,375]
["2001","Banyan Elementary","Curb Ramps",{"$nulls":4},648,648]
["2001","Banyan Elementary","Exterior Doors",null,200,null,null,null,200]
["2001","Banyan Elementary","Interior Doors",3925,{"$nulls":4},3925]
["2001","Banyan Elementary","Non Accessible Stage",32500,{"$nulls":4},32500]
["2001","Banyan Elementary","Restrooms",null,null,127590,null,null,127590]
["2001","Banyan Elementary","Showers",null,null,null,2100,null,2100]
["2001","Banyan Elementary","Signage",{"$nulls":4},1485,1485]
["2001","Banyan Elementary","TDD/TYY Comm. Equipment",null,375,null,null,null,375]
["0641","Bayview Elementary","Area of Rescue Assistance Media Center",null,21600,null,null,null,21600]
["0641","Bayview Elementary","Interior Doors",null,9425,null,null,null,9425]
["0641","Bayview Elementary","Non Accessible Stage",32500,{"$nulls":4},32500]
["0641","Bayview Elementary","Restrooms",null,null,103600,null,null,103600]
["0641","Bayview Elementary","TDD/TYY Comm. Equipment",null,375,null,null,null,375]
["0201","Bennett Elementary","Area of Rescue Assistance",null,21600,null,null,null,21600]
["0201","Bennett Elementary","Curb Ramps",{"$nulls":4},648,648]
["0201","Bennett Elementary","Exterior Doors",null,525,null,null,null,525]
["0201","Bennett Elementary","Interior Doors",null,18525,null,null,null,18525]
["0201","Bennett Elementary","Non Accessible Stage",null,32500,null,null,null,32500]
["0201","Bennett Elementary","Restrooms",{"$nulls":4},155125,155125]
["0201","Bennett Elementary","Signage",null,null,null,2340,null,2340]
["0201","Bennett Elementary","TDD/TYY Comm. Equipment",null,null,375,null,null,375]
["0201","Bennett Elementary","Visual Alarms location at Corridors",{"$nulls":4},1200,1200]
["0341","Bethune, Mary M. Elementary","Non-accessible Playgrounds",null,20000,null,null,null,20000]
["0341","Bethune, Mary M. Elementary","TDD/TYY Comm. Equipment",null,null,null,375,null,375]
["0341","Bethune, Mary M. Elementary","Visual Alarms location at Corridors",{"$nulls":4},1600,1600]
["0971","Boulevard Heights Elementary","Automobile & Van Accessible Parking Spaces",null,null,null,1800,null,1800]
["0971","Boulevard Heights Elementary","Curb Ramps",{"$nulls":4},648,648]
["0971","Boulevard Heights Elementary","Exterior Doors",5400,{"$nulls":4},5400]
["0971","Boulevard Heights Elementary","Interior Doors",10400,{"$nulls":4},10400]
["0971","Boulevard Heights Elementary","Non Accessible Stage",32500,{"$nulls":4},32500]
["0971","Boulevard Heights Elementary","Restrooms",{"$nulls":4},132070,132070]
["0971","Boulevard Heights Elementary","Signage",null,null,1095,null,null,1095]
["0971","Boulevard Heights Elementary","TDD/TYY Comm. Equipment",375,{"$nulls":4},375]
["0971","Boulevard Heights Elementary","Visual Alarms at Restrooms",{"$nulls":4},2500,2500]
["0871","Bright Horizons School","Curb Ramps",{"$nulls":4},648,648]
["0871","Bright Horizons School","Interior Doors",null,3800,null,null,null,3800]
["0871","Bright Horizons School","Non-accessible Reception Counters",null,null,null,1300,null,1300]
["0871","Bright Horizons School","Signage",null,null,1890,null,null,1890]
["0871","Bright Horizons School","TDD/TYY Comm. Equipment",null,375,null,null,null,375]
["0871","Bright Horizons School","Visual Alarms at Restrooms",{"$nulls":4},500,500]
["0811","Broadview Elementary","Automobile & Van Accessible Parking Spaces",null,null,null,3600,null,3600]
["0811","Broadview Elementary","Curb Ramps",{"$nulls":4},648,648]
["0811","Broadview Elementary","Handrails at Existing Ramps",{"$nulls":4},1350,1350]
["0811","Broadview Elementary","Non Accessible Stage",32500,{"$nulls":4},32500]
["0811","Broadview Elementary","Restrooms",null,null,182690,null,null,182690]
["0811","Broadview Elementary","Showers",null,null,null,2550,null,2550]
["0811","Broadview Elementary","Signage",null,null,110,null,null,110]
["0811","Broadview Elementary","TDD/TYY Comm. Equipment",375,{"$nulls":4},375]
["0501","Broward Estates Elementary","Automobile & Van Accessible Parking Spaces",null,null,null,3600,null,3600]
["0501","Broward Estates Elementary","Exterior Doors",null,200,null,null,null,200]
["0501","Broward Estates Elementary","Restrooms",null,null,57480,null,null,57480]
["0501","Broward Estates Elementary","Showers",{"$nulls":4},1500,1500]
["0501","Broward Estates Elementary","Signage",null,null,330,null,null,330]
["0501","Broward Estates Elementary","TDD/TYY Comm. Equipment",null,null,375,null,null,375]
["0501","Broward Estates Elementary","Visual Alarms at Restrooms",{"$nulls":4},3500,3500]
["0501","Broward Estates Elementary","Visual Alarms location at Corridors",{"$nulls":4},400,400]
["1382","Castle Hill Annex","Exterior Doors",null,200,null,null,null,200]
["1382","Castle Hill Annex","Handrails at Existing Ramps",{"$nulls":4},1350,1350]
["1382","Castle Hill Annex","Interior Doors",null,3000,null,null,null,3000]
["1382","Castle Hill Annex","Non-accessible Reception Counters",1300,{"$nulls":4},1300]
["1382","Castle Hill Annex","Restrooms",null,null,null,28330,null,28330]
["1382","Castle Hill Annex","Signage",null,null,null,8907,null,8907]
["1382","Castle Hill Annex","TDD/TYY Comm. Equipment",null,375,null,null,null,375]
["1382","Castle Hill Annex","Visual Alarms location at Corridors",{"$nulls":4},400,400]
["1461","Castle Hill Elementary","Interior Doors",800,{"$nulls":4},800]
["1461","Castle Hill Elementary","Restrooms",25420,{"$nulls":4},25420]
["1461","Castle Hill Elementary","TDD/TYY Comm. Equipment",null,null,375,null,null,375]
["2641","Central Park Elementary","Automobile & Van Accessible Parking Spaces",null,null,null,1800,null,1800]
["2641","Central Park Elementary","Exterior Doors",525,{"$nulls":4},525]
["2641","Central Park Elementary","Interior Doors",2775,{"$nulls":4},2775]
["2641","Central Park Elementary","Restrooms",null,23405,null,null,null,23405]
["2641","Central Park Elementary","Signage",{"$nulls":4},4770,4770]
["2641","Central Park Elementary","TDD/TYY Comm. Equipment",null,375,null,null,null,375]
["2961","Chapel Trail Elementary","Interior Doors",7575,{"$nulls":4},7575]
["2961","Chapel Trail Elementary","Restrooms",30000,{"$nulls":4},30000]
["2961","Chapel Trail Elementary","Signage",null,null,75,null,null,75]
["2961","Chapel Trail Elementary","Signage",null,null,330,null,null,330]
["2961","Chapel Trail Elementary","TDD/TYY Comm. Equipment",375,{"$nulls":4},375]
["2961","Chapel Trail Elementary","Visual Alarms at Restrooms",null,null,5000,null,null,5000]
["2961","Chapel Trail Elementary","Visual Alarms location at Corridors",null,null,null,800,null,800]
["1421","Coconut Creek Elementary","Automobile & Van Accessible Parking Spaces",null,null,null,1800,null,1800]
["1421","Coconut Creek Elementary","Curb Ramps",{"$nulls":4},27,27]
["1421","Coconut Creek Elementary","Interior Doors",2000,{"$nulls":4},2000]
[1421,"Coconut Creek Elementary","Non-accessible Reception Counters",null,null,1300,null,null,1300]
["1421","Coconut Creek Elementary","Restrooms",28330,{"$nulls":4},28330]
["1421","Coconut Creek Elementary","Signage",{"$nulls":4},3155,3155]
["1421","Coconut Creek Elementary","TDD/TYY Comm. Equipment",375,{"$nulls":4},375]
["1681","Coconut Creek High","Curb Ramps",{"$nulls":4},648,648]
["1681","Coconut Creek High","Exterior Doors",175,{"$nulls":4},175]
["1681","Coconut Creek High","Football Concession Toilet Rooms",50000,{"$nulls":4},50000]
["1681","Coconut Creek High","Non Accessible Stage",32500,{"$nulls":4},32500]
["1681","Coconut Creek High","Non-accessible Reception Counters",null,null,2600,null,null,2600]
["1681","Coconut Creek High","Showers",null,null,null,450,null,450]
["1681","Coconut Creek High","Signage",null,null,1375,null,null,1375]
["1681","Coconut Creek High","TDD/TYY Comm. Equipment",null,375,null,null,null,375]
["0231","Colbert Elementary","TDD/TYY Comm. Equipment",null,null,375,null,null,375]
["0231","Colbert Elementary","Visual Alarms location at Corridors",{"$nulls":4},1200,1200]
["0331","Collins Elementary","Area of Rescue Assistance",null,21600,null,null,null,21600]
["0331","Collins Elementary","Handrails at Existing Ramps",{"$nulls":4},1350,1350]
["0331","Collins Elementary","Interior Doors",null,4400,null,null,null,4400]
["0331","Collins Elementary","Restrooms",null,null,25140,null,null,25140]
["0331","Collins Elementary","Signage",null,null,null,1250,null,1250]
["0331","Collins Elementary","TDD/TYY Comm. Equipment",null,375,null,null,null,375]
["1211","Cooper City Elementary","Exterior Doors",1800,{"$nulls":4},1800]
["1211","Cooper City Elementary","Interior Doors",4325,{"$nulls":4},4325]
["1211","Cooper City Elementary","Restrooms",null,null,156000,null,null,156000]
["1211","Cooper City Elementary","Showers",null,null,null,300,null,300]
["1211","Cooper City Elementary","Signage",null,null,880,null,null,880]
["1211","Cooper City Elementary","TDD/TYY Comm. Equipment",null,null,375,null,null,375]
["1931","Cooper City High","Automobile & Van Accessible Parking Spaces",null,null,null,10800,null,10800]
["1931","Cooper City High","Curb Ramps",{"$nulls":4},648,648]
["1931","Cooper City High","Exterior Doors",null,175,null,null,null,175]
["1931","Cooper City High","Non Accessible Stage",32500,{"$nulls":4},32500]
["1931","Cooper City High","Non-accessible Reception Counters",null,null,2600,null,null,2600]
["1931","Cooper City High","Showers",null,null,null,6600,null,6600]
["1931","Cooper City High","Signage",null,null,3025,null,null,3025]
["1931","Cooper City High","TDD/TYY Comm. Equipment",null,375,null,null,null,375]
["1931","Cooper City High","Visual Alarms at Restrooms",{"$nulls":4},1000,1000]
["3041","Coral Park Elementary","Automobile & Van Accessible Parking Spaces",null,null,null,1800,null,1800]
["3041","Coral Park Elementary","Curb Ramps",{"$nulls":4},27,27]
["3041","Coral Park Elementary","Interior Doors",null,5950,null,null,null,5950]
["3041","Coral Park Elementary","Non-accessible Reception Counters",null,null,1300,null,null,1300]
["3041","Coral Park Elementary","Restrooms",null,68235,null,null,null,68235]
["3041","Coral Park Elementary","Signage",null,null,4365,null,null,4365]
["3041","Coral Park Elementary","TDD/TYY Comm. Equipment",null,375,null,null,null,375]
["3041","Coral Park Elementary","Visual Alarms at Restrooms",null,null,null,5000,null,5000]
["2551","Coral Springs Elementary","Exterior Doors",null,375,null,null,null,375]
["2551","Coral Springs Elementary","Interior Doors",4875,{"$nulls":4},4875]
["2551","Coral Springs Elementary","Non Accessible Stage",32500,{"$nulls":4},32500]
["2551","Coral Springs Elementary","Showers",{"$nulls":4},2550,2550]
["2551","Coral Springs Elementary","Signage",null,null,3250,null,null,3250]
["2551","Coral Springs Elementary","TDD/TYY Comm. Equipment",375,{"$nulls":4},375]
["2551","Coral Springs Elementary","Visual Alarms at Restrooms",{"$nulls":4},3000,3000]
["1151","Coral Springs High","Area of Rescue Assistance",21600,{"$nulls":4},21600]
["1151","Coral Springs High","Automobile & Van Accessible Parking Spaces",null,null,null,12600,null,12600]
["1151","Coral Springs High","Interior Doors",null,21700,null,null,null,21700]
["1151","Coral Springs High","Non Accessible Stage",null,32500,null,null,null,32500]
["1151","Coral Springs High","Non-accessible Reception Counters",null,null,2600,null,null,2600]
["1151","Coral Springs High","Restrooms",{"$nulls":4},103815,103815]
["1151","Coral Springs High","Showers",null,null,null,1200,null,1200]
["1151","Coral Springs High","Signage",null,null,2530,null,null,2530]
["1151","Coral Springs High","TDD/TYY Comm. Equipment",null,375,null,null,null,375]
["2561","Coral Springs Middle","Automobile & Van Accessible Parking Spaces",null,null,null,1800,null,1800]
["2561","Coral Springs Middle","Interior Doors",17875,500,null,null,null,18375]
["2561","Coral Springs Middle","Non Accessible Stage",32500,{"$nulls":4},32500]
["2561","Coral Springs Middle","Non-accessible Reception Counters",null,null,1300,null,null,1300]
["2561","Coral Springs Middle","Showers",null,null,null,6000,null,6000]
["2561","Coral Springs Middle","Signage",{"$nulls":4},1815,1815]
["2561","Coral Springs Middle","Signage",null,null,55,null,null,55]
["2561","Coral Springs Middle","TDD/TYY Comm. Equipment",null,null,375,null,null,375]
["2561","Coral Springs Middle","Visual Alarms at Restrooms",{"$nulls":4},1500,1500]
["3111","Country Hills Elementary","Area of Rescue Assistance",null,21600,null,null,null,21600]
["3111","Country Hills Elementary","Exterior Doors",null,875,null,null,null,875]
["3111","Country Hills Elementary","Interior Doors",3025,{"$nulls":4},3025]
["3111","Country Hills Elementary","Non-accessible Reception Counters",null,null,null,1300,null,1300]
["3111","Country Hills Elementary","Restrooms",56915,{"$nulls":4},56915]
["3111","Country Hills Elementary","Signage",{"$nulls":4},4100,4100]
["3111","Country Hills Elementary","TDD/TYY Comm. Equipment",375,{"$nulls":4},375]
["3111","Country Hills Elementary","Visual Alarms at Restrooms",null,null,5000,null,null,5000]
["2981","Country Isles Elementary","Area of Rescue Assistance",null,21600,null,null,null,21600]
["2981","Country Isles Elementary","Automobile & Van Accessible Parking Spaces",null,null,null,5400,null,5400]
["2981","Country Isles Elementary","Exterior Doors",1800,{"$nulls":4},1800]
["2981","Country Isles Elementary","Non-accessible Reception Counters",null,null,1300,null,null,1300]
["2981","Country Isles Elementary","Restrooms",null,null,51795,null,null,51795]
["2981","Country Isles Elementary","Signage",null,null,3630,null,null,3630]
["2981","Country Isles Elementary","TDD/TYY Comm. Equipment",null,null,375,null,null,375]
["0901","Cresthaven Elementary","Automobile & Van Accessible Parking Spaces",null,null,null,1800,null,1800]
["0901","Cresthaven Elementary","Exterior Doors",600,{"$nulls":4},600]
["0901","Cresthaven Elementary","Interior Doors",null,11200,null,null,null,11200]
["0901","Cresthaven Elementary","Non-accessible Reception Counters",null,null,null,1300,null,1300]
["0901","Cresthaven Elementary","Showers",null,450,null,null,null,450]
["0901","Cresthaven Elementary","Signage",null,null,null,4715,null,4715]
["0901","Cresthaven Elementary","TDD/TYY Comm. Equipment",375,{"$nulls":4},375]
["0901","Cresthaven Elementary","Visual Alarms at Restrooms",null,null,null,3500,null,3500]
["0221","Croissant Park Elementary","Interior Doors",8450,{"$nulls":4},8450]
["0221","Croissant Park Elementary","Signage",null,null,2560,null,null,2560]
["0221","Croissant Park Elementary","TDD/TYY Comm. Equipment",null,375,null,null,null,375]
["0221","Croissant Park Elementary","Visual Alarms at Restrooms",null,null,5500,null,null,5500]
["3222","Cross Creek School","Curb Ramps",{"$nulls":4},648,648]
["3222","Cross Creek School","Exterior Doors",525,{"$nulls":4},525]
["3222","Cross Creek School","Interior Doors",13000,{"$nulls":4},13000]
["3222","Cross Creek School","Non-accessible Reception Counters",null,null,2600,null,null,2600]
["3222","Cross Creek School","Restrooms",{"$nulls":4},83915,83915]
["3222","Cross Creek School","TDD/TYY Comm. Equipment",null,375,null,null,null,375]
["1871","Crystal Lake Community Middle","Area of Rescue Assistance",21600,{"$nulls":4},21600]
["1871","Crystal Lake Community Middle","Automobile & Van Accessible Parking Spaces",null,null,null,1800,null,1800]
["1871","Crystal Lake Community Middle","Curb Ramps",{"$nulls":4},648,648]
["1871","Crystal Lake Community Middle","Non Accessible Stage",32500,{"$nulls":4},32500]
["1871","Crystal Lake Community Middle","Non-accessible Reception Counters",null,null,1300,null,null,1300]
["1871","Crystal Lake Community Middle","Restrooms",null,52400,null,null,null,52400]
["1871","Crystal Lake Community Middle","Showers",{"$nulls":4},400,400]
["1871","Crystal Lake Community Middle","Signage",null,null,1430,null,null,1430]
["1871","Crystal Lake Community Middle","TDD/TYY Comm. Equipment",null,375,null,null,null,375]
["1781","Cypress Elementary","Area of Rescue Assistance",{"$nulls":4},21600,21600]
["1781","Cypress Elementary","Exterior Doors",null,175,null,null,null,175]
["1781","Cypress Elementary","Interior Doors",800,{"$nulls":4},800]
["1781","Cypress Elementary","Non-accessible Reception Counters",null,null,1300,null,null,1300]
["1781","Cypress Elementary","Restrooms",null,null,28330,null,null,28330]
["1781","Cypress Elementary","Signage",{"$nulls":4},3100,3100]
["1781","Cypress Elementary","TDD/TYY Comm. Equipment",375,{"$nulls":4},375]
["2123","Cypress Run Alternative / Exceptional Center","Exterior Doors",1675,{"$nulls":4},1675]
["2123","Cypress Run Alternative / Exceptional Center","Interior Doors",null,4600,null,null,null,4600]
["2123","Cypress Run Alternative / Exceptional Center","Non-accessible Reception Counters",null,null,2600,null,null,2600]
["2123","Cypress Run Alternative / Exceptional Center","Signage",null,null,935,null,null,935]
["2123","Cypress Run Alternative / Exceptional Center","TDD/TYY Comm. Equipment",null,375,null,null,null,375]
["2123","Cypress Run Alternative / Exceptional Center","Visual Alarms at Restrooms",{"$nulls":4},1500,1500]
["1071","Dandy, Wm. Middle","Exterior Doors",1400,{"$nulls":4},1400]
["1071","Dandy, Wm. Middle","Interior Doors",8675,{"$nulls":4},8675]
["1071","Dandy, Wm. Middle","Non-accessible Reception Counters",null,null,null,2600,null,2600]
["1071","Dandy, Wm. Middle","Restrooms",{"$nulls":4},53115,53115]
["1071","Dandy, Wm. Middle","Showers",null,null,null,1200,null,1200]
["1071","Dandy, Wm. Middle","Signage",null,null,1980,null,null,1980]
["1071","Dandy, Wm. Middle","Visual Alarms at Restrooms",{"$nulls":4},2000,2000]
["0101","Dania Elementary","Automobile & Van Accessible Parking Spaces",null,null,null,1800,null,1800]
["0101","Dania Elementary","Non Accessible Stage",null,32500,null,null,null,32500]
["0101","Dania Elementary","Signage",null,null,null,1265,null,1265]
["0101","Dania Elementary","TDD/TYY Comm. Equipment",375,{"$nulls":4},375]
["2801","Davie Elementary","Area of Rescue Assistance",null,21600,null,null,null,21600]
["2801","Davie Elementary","Curb Ramps",{"$nulls":4},2400,2400]
["2801","Davie Elementary","Interior Doors",4850,{"$nulls":4},4850]
["2801","Davie Elementary","Non Accessible Stage",32500,{"$nulls":4},32500]
["2801","Davie Elementary","Non-accessible Reception Counters",null,null,null,1300,null,1300]
["2801","Davie Elementary","Showers",null,null,null,2550,null,2550]
["2801","Davie Elementary","Signage",null,null,3380,null,null,3380]
["2801","Davie Elementary","Signage",null,null,55,null,null,55]
["2801","Davie Elementary","TDD/TYY Comm. Equipment",null,null,375,null,null,375]
["2801","Davie Elementary","Visual Alarms at Restrooms",{"$nulls":4},4500,4500]
["0011","Deerfield Beach Elementary","Automobile & Van Accessible Parking Spaces",null,null,null,3600,null,3600]
["0011","Deerfield Beach Elementary","Curb Ramps",{"$nulls":4},54,54]
["0011","Deerfield Beach Elementary","Non-accessible Playgrounds",20000,{"$nulls":4},20000]
["0011","Deerfield Beach Elementary","Non-accessible Reception Counters",null,null,1300,null,null,1300]
["0011","Deerfield Beach Elementary","Showers",null,null,null,450,null,450]
["0011","Deerfield Beach Elementary","Signage",null,null,1150,null,null,1150]
["0011","Deerfield Beach Elementary","TDD/TYY Comm. Equipment",null,375,null,null,null,375]
["1711","Deerfield Beach High","Interior Doors",18125,{"$nulls":4},18125]
["1711","Deerfield Beach High","Non-Accessible Pool (Lift)",{"$nulls":4},8000,8000]
["1711","Deerfield Beach High","Non-accessible Reception Counters",null,null,2600,null,null,2600]
["1711","Deerfield Beach High","Signage",null,null,null,1375,null,1375]
["1711","Deerfield Beach High","TDD/TYY Comm. Equipment",null,null,375,null,null,375]
["0911","Deerfield Beach Middle","Interior Doors",1850,{"$nulls":4},1850]
["0911","Deerfield Beach Middle","Non-Accessible Pool (Lift)",{"$nulls":4},8000,8000]
["0911","Deerfield Beach Middle","Restrooms",null,30980,null,null,null,30980]
["0911","Deerfield Beach Middle","Signage",null,null,2355,null,null,2355]
["0391","Deerfield Park Elementary","Area of Rescue Assistance",43200,{"$nulls":4},43200]
["0391","Deerfield Park Elementary","Interior Doors",null,8775,null,null,null,8775]
["0391","Deerfield Park Elementary","Non-accessible Playgrounds",40000,{"$nulls":4},40000]
["0391","Deerfield Park Elementary","Non-accessible Reception Counters",null,null,null,1300,null,1300]
["0391","Deerfield Park Elementary","Restrooms",53065,{"$nulls":4},53065]
["0391","Deerfield Park Elementary","Showers",null,null,null,600,null,600]
["0391","Deerfield Park Elementary","Signage",{"$nulls":4},75,75]
["0391","Deerfield Park Elementary","TDD/TYY Comm. Equipment",null,null,375,null,null,375]
["0391","Deerfield Park Elementary","Visual Alarms at Restrooms",null,null,null,4500,null,4500]
["0271","Dillard Elementary","Area of Rescue Assistance",null,21600,null,null,null,21600]
["0271","Dillard Elementary","Exterior Doors",null,600,null,null,null,600]
["0271","Dillard Elementary","Interior Doors",10325,{"$nulls":4},10325]
["0271","Dillard Elementary","Non-accessible Playgrounds",null,null,40000,null,null,40000]
["0271","Dillard Elementary","Non-accessible Reception Counters",null,null,1300,null,null,1300]
["0271","Dillard Elementary","Restrooms",1800,{"$nulls":4},1800]
["0271","Dillard Elementary","Signage",null,null,3945,null,null,3945]
["0271","Dillard Elementary","TDD/TYY Comm. Equipment",null,null,375,null,null,375]
["0271","Dillard Elementary","Visual Alarms at Restrooms",null,null,4500,null,null,4500]
["0371","Dillard High","Curb Ramps",{"$nulls":4},648,648]
["0371","Dillard High","Non-accessible Reception Counters",null,null,2600,null,null,2600]
["0371","Dillard High","Restrooms",{"$nulls":4},132180,132180]
["0371","Dillard High","Signage",null,null,1375,null,null,1375]
["0371","Dillard High","Signage",{"$nulls":4},55,55]
["0371","Dillard High","TDD/TYY Comm. Equipment",null,null,375,null,null,375]
["3221","Drew Elementary","Exterior Doors",null,525,null,null,null,525]
["3221","Drew Elementary","Non-accessible Playgrounds",null,40000,null,null,null,40000]
["3221","Drew Elementary","Restrooms",null,23405,null,null,null,23405]
["3221","Drew Elementary","Signage",null,null,4770,null,null,4770]
["3221","Drew Elementary","TDD/TYY Comm. Equipment",375,{"$nulls":4},375]
["0301","Drew Resource Center","Automobile & Van Accessible Parking Spaces",null,null,null,1800,null,1800]
["0301","Drew Resource Center","Exterior Doors",null,900,null,null,null,900]
["0301","Drew Resource Center","Interior Doors",null,4525,null,null,null,4525]
["0301","Drew Resource Center","Non-accessible Reception Counters",null,null,null,2600,null,2600]
["0301","Drew Resource Center","Signage",null,null,330,null,null,330]
["0301","Drew Resource Center","Signage",null,null,1155,null,null,1155]
["0301","Drew Resource Center","TDD/TYY Comm. Equipment",null,375,null,null,null,375]
["0721","Driftwood Elementary","Exterior Doors",1050,{"$nulls":4},1050]
["0721","Driftwood Elementary","Interior Doors",null,3575,null,null,null,3575]
["0721","Driftwood Elementary","Non-accessible Playgrounds",null,null,40000,null,null,40000]
["0721","Driftwood Elementary","Signage",null,null,355,null,null,355]
["0721","Driftwood Elementary","Visual Alarms at Restrooms",{"$nulls":4},1500,1500]
["0861","Driftwood Middle","Automobile & Van Accessible Parking Spaces",null,null,null,1800,null,1800]
["0861","Driftwood Middle","Non Accessible Stage",null,32500,null,null,null,32500]
["0861","Driftwood Middle","Non-accessible Reception Counters",null,null,null,2600,null,2600]
["0861","Driftwood Middle","Restrooms",null,34460,null,null,null,34460]
["0861","Driftwood Middle","Showers",null,null,null,5100,null,5100]
["0861","Driftwood Middle","Signage",null,null,null,385,null,385]
["0861","Driftwood Middle","Signage",null,null,1540,null,null,1540]
["0861","Driftwood Middle","Visual Alarms at Restrooms",{"$nulls":4},500,500]
["0861","Driftwood Middle","Visual Alarms location at Corridors",{"$nulls":4},800,800]
["3461","Eagle Point Elementary","Exterior Doors",null,350,null,null,null,350]
["3461","Eagle Point Elementary","Handrails at Existing Ramps",{"$nulls":4},1350,1350]
["3461","Eagle Point Elementary","Non-accessible Playgrounds",null,40000,null,null,null,40000]
["3461","Eagle Point Elementary","Restrooms",null,31530,null,null,null,31530]
["3461","Eagle Point Elementary","Showers",null,null,null,450,null,450]
["3461","Eagle Point Elementary","Signage",null,null,220,null,null,220]
["3461","Eagle Point Elementary","Signage",null,null,2445,null,null,2445]
["3461","Eagle Point Elementary","TDD/TYY Comm. Equipment",375,{"$nulls":4},375]
["3461","Eagle Point Elementary","Visual Alarms at Restrooms",null,null,null,2500,null,2500]
["3461","Eagle Point Elementary","Visual Alarms location at Corridors",null,null,null,400,null,400]
["3441","Eagle Ridge Elementary","Area of Rescue Assistance",null,64800,null,null,null,64800]
["3441","Eagle Ridge Elementary","Non-accessible Playgrounds",null,null,40000,null,null,40000]
["3441","Eagle Ridge Elementary","Restrooms",21445,{"$nulls":4},21445]
["3441","Eagle Ridge Elementary","Showers",null,null,null,450,null,450]
["3441","Eagle Ridge Elementary","Signage",{"$nulls":4},2415,2415]
["3441","Eagle Ridge Elementary","TDD/TYY Comm. Equipment",null,375,null,null,null,375]
["3441","Eagle Ridge Elementary","Visual Alarms at Restrooms",null,null,null,3500,null,3500]
["0361","Ely High","Non Accessible Stage",null,32500,null,null,null,32500]
["0361","Ely High","Non-accessible Reception Counters",null,null,2600,null,null,2600]
["0361","Ely High","Restrooms",null,null,103440,null,null,103440]
["0361","Ely High","Showers",null,null,null,10200,null,10200]
["0361","Ely High","Signage",2035,{"$nulls":4},2035]
["0361","Ely High","TDD/TYY Comm. Equipment",375,{"$nulls":4},375]
["3191","Embassy Creek Elementary","Interior Doors",null,9325,null,null,null,9325]
["3191","Embassy Creek Elementary","Non-accessible Playgrounds",null,40000,null,null,null,40000]
["3191","Embassy Creek Elementary","Restrooms",{"$nulls":4},121495,121495]
["3191","Embassy Creek Elementary","Showers",{"$nulls":4},450,450]
["3191","Embassy Creek Elementary","Signage",null,null,2685,null,null,2685]
["3191","Embassy Creek Elementary","TDD/TYY Comm. Equipment",null,null,375,null,null,375]
["3191","Embassy Creek Elementary","Visual Alarms location at Corridors",{"$nulls":4},800,800]
["9512","Equal Educational Opp","ADA Accommodations",50000,50000,50000,50000,50000,250000]
["9512","Equal Educational Opp","ADA Emergency Projects",211020,306754,200060,242894,225000,1185728]
["9512","Equal Educational Opp","Portable Ramps",80000,80000,80000,80000,80000,400000]
["1641","Fairway Elementary","Automobile & Van Accessible Parking Spaces",null,null,null,1800,null,1800]
["1641","Fairway Elementary","Interior Doors",7525,{"$nulls":4},7525]
["1641","Fairway Elementary","Non-accessible Playgrounds",null,null,null,40000,null,40000]
["1641","Fairway Elementary","Signage",null,4975,null,null,null,4975]
["1641","Fairway Elementary","TDD/TYY Comm. Equipment",null,null,375,null,null,375]
["1641","Fairway Elementary","Visual Alarms at Restrooms",{"$nulls":4},3000,3000]
["2541","Flamingo Elementary","Automobile & Van Accessible Parking Spaces",null,null,null,5400,null,5400]
["2541","Flamingo Elementary","Exterior Doors",null,175,null,null,null,175]
["2541","Flamingo Elementary","Interior Doors",null,5750,null,null,null,5750]
["2541","Flamingo Elementary","Non-accessible Reception Counters",null,null,1300,null,null,1300]
["2541","Flamingo Elementary","Restrooms",{"$nulls":4},130445,130445]
["2541","Flamingo Elementary","Showers",null,null,null,450,null,450]
["2541","Flamingo Elementary","Signage",null,null,3510,null,null,3510]
["2541","Flamingo Elementary","TDD/TYY Comm. Equipment",375,{"$nulls":4},375]
["2541","Flamingo Elementary","Visual Alarms location at Corridors",{"$nulls":4},400,400]
["3391","Flanagan, Charles High","Interior Doors",null,5975,null,null,null,5975]
["3391","Flanagan, Charles High","Non Accessible Stage",32500,{"$nulls":4},32500]
["3391","Flanagan, Charles High","Non-accessible Reception Counters",null,null,null,2600,null,2600]
["3391","Flanagan, Charles High","Restrooms",null,44090,null,null,null,44090]
["3391","Flanagan, Charles High","Showers",null,null,null,750,null,750]
["3391","Flanagan, Charles High","Signage",{"$nulls":4},330,330]
["3391","Flanagan, Charles High","TDD/TYY Comm. Equipment",375,{"$nulls":4},375]
["3051","Forest Glen Middle","Automobile & Van Accessible Parking Spaces",null,null,null,1800,null,1800]
["3051","Forest Glen Middle","Curb Ramps",{"$nulls":4},648,648]
["3051","Forest Glen Middle","Interior Doors",null,10925,null,null,null,10925]
["3051","Forest Glen Middle","Restrooms",null,null,1575,null,null,1575]
["3051","Forest Glen Middle","Signage",null,null,null,3240,null,3240]
["3051","Forest Glen Middle","TDD/TYY Comm. Equipment",375,{"$nulls":4},375]
["2631","Forest Hills Elementary","Exterior Doors",{"$nulls":4},400,400]
["2631","Forest Hills Elementary","Non-accessible Playgrounds",null,null,null,40000,null,40000]
["2631","Forest Hills Elementary","Restrooms",{"$nulls":4},158250,158250]
["2631","Forest Hills Elementary","Showers",null,null,null,2250,null,2250]
["2631","Forest Hills Elementary","Signage",null,null,3120,null,null,3120]
["2631","Forest Hills Elementary","TDD/TYY Comm. Equipment",375,{"$nulls":4},375]
["2631","Forest Hills Elementary","Visual Alarms at Restrooms",{"$nulls":4},3000,3000]
["2631","Forest Hills Elementary","Visual Alarms location at Corridors",{"$nulls":4},400,400]
["0951","Fort Lauderdale High","Curb Ramps",{"$nulls":4},648,648]
["0951","Fort Lauderdale High","Non-accessible Reception Counters",null,null,null,2600,null,2600]
["0951","Fort Lauderdale High","Showers",null,null,null,5850,null,5850]
["0951","Fort Lauderdale High","Signage",null,null,1760,null,null,1760]
["0951","Fort Lauderdale High","TDD/TYY Comm. Equipment",375,{"$nulls":4},375]
["0921","Foster, Stephen Elementary","Exterior Doors",1975,{"$nulls":4},1975]
["0921","Foster, Stephen Elementary","Restrooms",null,84630,null,null,null,84630]
["0921","Foster, Stephen Elementary","Showers",null,null,null,2100,null,2100]
["0921","Foster, Stephen Elementary","Signage",null,null,1430,null,null,1430]
["0921","Foster, Stephen Elementary","TDD/TYY Comm. Equipment",null,375,null,null,null,375]
["2851","Griffin Elementary","Automobile & Van Accessible Parking Spaces",null,null,null,5400,null,5400]
["2851","Griffin Elementary","Exterior Doors",null,175,null,null,null,175]
["2851","Griffin Elementary","Interior Doors",8375,{"$nulls":4},8375]
["2851","Griffin Elementary","Non-accessible Reception Counters",null,null,null,1300,null,1300]
["2851","Griffin Elementary","Signage",null,null,3620,null,null,3620]
["2851","Griffin Elementary","TDD/TYY Comm. Equipment",null,null,375,null,null,375]
["2851","Griffin Elementary","Visual Alarms at Restrooms",{"$nulls":4},2500,2500]
["0592","Hallandale Adult/Community","Automobile & Van Accessible Parking Spaces",null,null,null,1800,null,1800]
["0592","Hallandale Adult/Community","Curb Ramps",{"$nulls":4},648,648]
["0592","Hallandale Adult/Community","Interior Doors",8775,{"$nulls":4},8775]
["0592","Hallandale Adult/Community","Non Accessible Stage",32500,{"$nulls":4},32500]
["0592","Hallandale Adult/Community","Non-accessible Reception Counters",null,null,1300,null,null,1300]
["0592","Hallandale Adult/Community","Signage",null,null,275,null,null,275]
["0592","Hallandale Adult/Community","Signage",null,null,1540,null,null,1540]
["0592","Hallandale Adult/Community","TDD/TYY Comm. Equipment",null,375,null,null,null,375]
["0131","Hallandale Elementary","Visual Alarms location at Corridors",{"$nulls":4},400,400]
["0403","Hallandale High","Automobile & Van Accessible Parking Spaces",null,null,null,1800,null,1800]
["0403","Hallandale High","Handrails at Existing Ramps",{"$nulls":4},1350,1350]
["0403","Hallandale High","Interior Doors",18475,{"$nulls":4},18475]
["0403","Hallandale High","Non Accessible Stage",32500,{"$nulls":4},32500]
["0403","Hallandale High","Non-accessible Reception Counters",null,null,3900,null,null,3900]
["0403","Hallandale High","Signage",null,null,2970,null,null,2970]
["0403","Hallandale High","TDD/TYY Comm. Equipment",null,375,null,null,null,375]
["0491","Harbordale Elementary","Automobile & Van Accessible Parking Spaces",null,null,null,1800,null,1800]
["0491","Harbordale Elementary","Interior Doors",null,2775,null,null,null,2775]
["0491","Harbordale Elementary","Non Accessible Stage",32500,{"$nulls":4},32500]
["0491","Harbordale Elementary","Non-accessible Reception Counters",null,null,null,1300,null,1300]
["0491","Harbordale Elementary","Signage",null,null,520,null,null,520]
["3131","Hawkes Bluff Elementary","Area of Rescue Assistance",21600,{"$nulls":4},21600]
["3131","Hawkes Bluff Elementary","Exterior Doors",null,1275,null,null,null,1275]
["3131","Hawkes Bluff Elementary","Interior Doors",null,10325,null,null,null,10325]
["3131","Hawkes Bluff Elementary","Restrooms",23405,{"$nulls":4},23405]
["3131","Hawkes Bluff Elementary","Signage",null,null,null,4770,null,4770]
["3131","Hawkes Bluff Elementary","TDD/TYY Comm. Equipment",null,375,null,null,null,375]
["3131","Hawkes Bluff Elementary","Visual Alarms at Restrooms",{"$nulls":4},5500,5500]
["0121","Hollywood Central Elementary","Curb Ramps",{"$nulls":4},2400,2400]
["0121","Hollywood Central Elementary","Exterior Doors",725,{"$nulls":4},725]
["0121","Hollywood Central Elementary","Interior Doors",11000,1250,null,null,null,12250]
["0121","Hollywood Central Elementary","Non-accessible Reception Counters",null,null,1300,null,null,1300]
["0121","Hollywood Central Elementary","Restrooms",1800,{"$nulls":4},1800]
["0121","Hollywood Central Elementary","Signage",null,null,3945,null,null,3945]
["0121","Hollywood Central Elementary","TDD/TYY Comm. Equipment",375,{"$nulls":4},375]
["0111","Hollywood Hills Elementary","Interior Doors",null,800,null,null,null,800]
["0111","Hollywood Hills Elementary","Non Accessible Stage",32500,{"$nulls":4},32500]
["0111","Hollywood Hills Elementary","Showers",{"$nulls":4},2550,2550]
["0111","Hollywood Hills Elementary","Signage",null,null,2825,null,null,2825]
["0111","Hollywood Hills Elementary","Signage",{"$nulls":4},220,220]
["0111","Hollywood Hills Elementary","TDD/TYY Comm. Equipment",null,375,null,null,null,375]
["0111","Hollywood Hills Elementary","Visual Alarms at Restrooms",{"$nulls":4},1000,1000]
["1661","Hollywood Hills High","Exterior Doors",null,1800,null,null,null,1800]
["1661","Hollywood Hills High","Handrails at Existing Ramps",{"$nulls":4},1350,1350]
["1661","Hollywood Hills High","Non-accessible Reception Counters",null,null,2600,null,null,2600]
["1661","Hollywood Hills High","Restrooms",{"$nulls":4},209185,209185]
["1661","Hollywood Hills High","Showers",null,null,null,300,null,300]
["1661","Hollywood Hills High","Signage",3575,{"$nulls":4},3575]
["1661","Hollywood Hills High","Signage",{"$nulls":4},165,165]
["1661","Hollywood Hills High","TDD/TYY Comm. Equipment",null,375,null,null,null,375]
["1661","Hollywood Hills High","Visual Alarms at Restrooms",{"$nulls":4},3500,3500]
["1661","Hollywood Hills High","Visual Alarms location at Corridors",{"$nulls":4},400,400]
["1761","Hollywood Park Elementary","Area of Rescue Assistance",null,21600,null,null,null,21600]
["1761","Hollywood Park Elementary","Interior Doors",3575,{"$nulls":4},3575]
["1761","Hollywood Park Elementary","Non-accessible Reception Counters",null,null,1300,null,null,1300]
["1761","Hollywood Park Elementary","Signage",null,null,3100,null,null,3100]
["1761","Hollywood Park Elementary","Signage",{"$nulls":4},110,110]
["1761","Hollywood Park Elementary","TDD/TYY Comm. Equipment",null,null,375,null,null,375]
["1761","Hollywood Park Elementary","Visual Alarms location at Corridors",{"$nulls":4},800,800]
["2531","Horizon Elementary","Area of Rescue Assistance",null,21600,null,null,null,21600]
["2531","Horizon Elementary","Exterior Doors",null,175,null,null,null,175]
["2531","Horizon Elementary","Signage",null,null,2030,null,null,2030]
["2531","Horizon Elementary","TDD/TYY Comm. Equipment",375,{"$nulls":4},375]
["2531","Horizon Elementary","Visual Alarms location at Corridors",{"$nulls":4},800,800]
["1971","Hunt, James S. Elementary","Automobile & Van Accessible Parking Spaces",null,null,null,3600,null,3600]
["1971","Hunt, James S. Elementary","Curb Ramps",{"$nulls":4},54,54]
["1971","Hunt, James S. Elementary","Exterior Doors",null,925,null,null,null,925]
["1971","Hunt, James S. Elementary","Interior Doors",4200,{"$nulls":4},4200]
["1971","Hunt, James S. Elementary","Non-accessible Playgrounds",null,null,20000,null,null,20000]
["1971","Hunt, James S. Elementary","Non-accessible Reception Counters",null,null,null,1300,null,1300]
["1971","Hunt, James S. Elementary","Restrooms",{"$nulls":4},105570,105570]
["1971","Hunt, James S. Elementary","Showers",null,null,null,2550,null,2550]
["1971","Hunt, James S. Elementary","Signage",null,null,1280,null,null,1280]
["1971","Hunt, James S. Elementary","TDD/TYY Comm. Equipment",375,{"$nulls":4},375]
["1971","Hunt, James S. Elementary","Visual Alarms at Restrooms",{"$nulls":4},3000,3000]
["3471","Indian Ridge Middle","Curb Ramps",{"$nulls":4},3048,3048]
["3471","Indian Ridge Middle","Interior Doors",null,4200,null,null,null,4200]
["3471","Indian Ridge Middle","Signage",{"$nulls":4},55,55]
["3471","Indian Ridge Middle","Signage",{"$nulls":4},110,110]
["3471","Indian Ridge Middle","Visual Alarms at Restrooms",{"$nulls":4},2500,2500]
["3181","Indian Trace Elementary","Area of Rescue Assistance",null,21600,null,null,null,21600]
["3181","Indian Trace Elementary","Exterior Doors",875,{"$nulls":4},875]
["3181","Indian Trace Elementary","Interior Doors",null,6275,null,null,null,6275]
["3181","Indian Trace Elementary","Restrooms",2345,{"$nulls":4},2345]
["3181","Indian Trace Elementary","Signage",null,null,null,4395,null,4395]
["3181","Indian Trace Elementary","TDD/TYY Comm. Equipment",null,null,375,null,null,375]
["3181","Indian Trace Elementary","Visual Alarms at Restrooms",{"$nulls":4},4500,4500]
[9129,"ITV Center","New Wheelchair Lift",60000,{"$nulls":4},60000]
["1611","King, Martin Luther Elementary","Exterior Doors",null,375,null,null,null,375]
["1611","King, Martin Luther Elementary","Interior Doors",9975,{"$nulls":4},9975]
["1611","King, Martin Luther Elementary","Non-accessible Reception Counters",null,null,null,1300,null,1300]
["1611","King, Martin Luther Elementary","Signage",null,null,3095,null,null,3095]
["1611","King, Martin Luther Elementary","TDD/TYY Comm. Equipment",375,{"$nulls":4},375]
["0831","Lake Forest Elementary","Interior Doors",4950,{"$nulls":4},4950]
["0831","Lake Forest Elementary","Non Accessible Stage",null,32500,null,null,null,32500]
["0831","Lake Forest Elementary","Showers",{"$nulls":4},750,750]
["0831","Lake Forest Elementary","Signage",null,null,275,null,null,275]
["0831","Lake Forest Elementary","Signage",null,null,1130,null,null,1130]
["0831","Lake Forest Elementary","TDD/TYY Comm. Equipment",null,375,null,null,null,375]
["0621","Larkdale Elementary","Area of Rescue Assistance",64800,{"$nulls":4},64800]
["0621","Larkdale Elementary","Automobile & Van Accessible Parking Spaces",null,null,null,3600,null,3600]
["0621","Larkdale Elementary","Non-accessible Playgrounds",null,20000,null,null,null,20000]
["0621","Larkdale Elementary","Non-accessible Reception Counters",null,null,1300,null,null,1300]
["0621","Larkdale Elementary","Restrooms",{"$nulls":4},211550,211550]
["0621","Larkdale Elementary","Showers",null,null,null,2550,null,2550]
["0621","Larkdale Elementary","Signage",null,null,1430,null,null,1430]
["0621","Larkdale Elementary","TDD/TYY Comm. Equipment",null,375,null,null,null,375]
["1701","Lauderdale Lakes Middle","Accessibility to Mezzanine (Elevator and/or Lift)",null,84000,null,null,null,84000]
["1701","Lauderdale Lakes Middle","Exterior Doors",null,175,null,null,null,175]
["1701","Lauderdale Lakes Middle","Non-accessible Reception Counters",null,null,1300,null,null,1300]
["1701","Lauderdale Lakes Middle","Restrooms",null,81160,null,null,null,81160]
["1701","Lauderdale Lakes Middle","Showers",null,null,null,1350,null,1350]
["1701","Lauderdale Lakes Middle","Signage",null,null,null,2145,null,2145]
["1701","Lauderdale Lakes Middle","Signage",{"$nulls":4},110,110]
["1701","Lauderdale Lakes Middle","TDD/TYY Comm. Equipment",null,null,375,null,null,375]
["1701","Lauderdale Lakes Middle","Visual Alarms at Restrooms",{"$nulls":4},500,500]
["0431","Lauderdale Manors Elementary","Exterior Doors",1800,{"$nulls":4},1800]
["0431","Lauderdale Manors Elementary","Non-accessible Reception Counters",null,null,null,1300,null,1300]
["0431","Lauderdale Manors Elementary","Restrooms",null,null,135615,null,null,135615]
["0431","Lauderdale Manors Elementary","Signage",{"$nulls":4},220,220]
["0431","Lauderdale Manors Elementary","Signage",null,null,1585,null,null,1585]
["0431","Lauderdale Manors Elementary","TDD/TYY Comm. Equipment",null,null,375,null,null,375]
["0431","Lauderdale Manors Elementary","Visual Alarms at Restrooms",{"$nulls":4},3000,3000]
["1391","Lauderhill Middle","Accessibility to Mezzanine (Elevator and/or Lift)",84000,{"$nulls":4},84000]
["1391","Lauderhill Middle","Curb Ramps",{"$nulls":4},648,648]
["1391","Lauderhill Middle","Interior Doors",10600,{"$nulls":4},10600]
["1391","Lauderhill Middle","Non-accessible Reception Counters",null,null,null,2600,null,2600]
["1391","Lauderhill Middle","Restrooms",null,84025,null,null,null,84025]
["1391","Lauderhill Middle","Signage",null,null,1760,null,null,1760]
["1391","Lauderhill Middle","Signage",null,null,110,null,null,110]
["1391","Lauderhill Middle","TDD/TYY Comm. Equipment",null,375,null,null,null,375]
["1381","Lauderhill, P. T. Elementary","Handrails at Existing Ramps",{"$nulls":4},1350,1350]
["1381","Lauderhill, P. T. Elementary","Restrooms",65000,{"$nulls":4},65000]
["1381","Lauderhill, P. T. Elementary","Signage",null,null,2705,null,null,2705]
["1381","Lauderhill, P. T. Elementary","TDD/TYY Comm. Equipment",null,null,375,null,null,375]
["1381","Lauderhill, P. T. Elementary","Visual Alarms location at Corridors",{"$nulls":4},800,800]
["1091","Lloyd Estates Elementary","Exterior Doors",null,600,null,null,null,600]
["1091","Lloyd Estates Elementary","Interior Doors",null,3950,null,null,null,3950]
["1091","Lloyd Estates Elementary","Non Accessible Stage",null,32500,null,null,null,32500]
["1091","Lloyd Estates Elementary","Non-accessible Playgrounds",20000,{"$nulls":4},20000]
["1091","Lloyd Estates Elementary","Restrooms",158200,{"$nulls":4},158200]
["1091","Lloyd Estates Elementary","Signage",null,null,1970,null,null,1970]
["1091","Lloyd Estates Elementary","TDD/TYY Comm. Equipment",375,{"$nulls":4},375]
["2741","Maplewood Elementary","Automobile & Van Accessible Parking Spaces",null,null,null,1800,null,1800]
["2741","Maplewood Elementary","Curb Ramps",null,null,27,null,null,27]
["2741","Maplewood Elementary","Interior Doors",4725,{"$nulls":4},4725]
["2741","Maplewood Elementary","Non-accessible Playgrounds",20000,{"$nulls":4},20000]
["2741","Maplewood Elementary","Restrooms",{"$nulls":4},156330,156330]
["2741","Maplewood Elementary","Showers",null,null,null,2550,null,2550]
["2741","Maplewood Elementary","Signage",null,null,3250,null,null,3250]
["2741","Maplewood Elementary","TDD/TYY Comm. Equipment",null,375,null,null,null,375]
["2741","Maplewood Elementary","Visual Alarms at Restrooms",{"$nulls":4},3000,3000]
["1161","Margate Elementary","Exterior Doors",null,1400,null,null,null,1400]
["1161","Margate Elementary","Non Accessible Stage",32500,{"$nulls":4},32500]
["1161","Margate Elementary","Signage",null,null,2340,null,null,2340]
["1161","Margate Elementary","Signage",null,null,330,null,null,330]
["1161","Margate Elementary","TDD/TYY Comm. Equipment",null,null,375,null,null,375]
["0581","Margate Middle","Area of Rescue Assistance",21600,{"$nulls":4},21600]
["0581","Margate Middle","Interior Doors",1625,3650,null,null,null,5275]
["0581","Margate Middle","Non Accessible Stage",32500,{"$nulls":4},32500]
["0581","Margate Middle","Signage",null,null,null,1485,null,1485]
["0581","Margate Middle","TDD/TYY Comm. Equipment",null,375,null,null,null,375]
["0581","Margate Middle","Visual Alarms at Restrooms",{"$nulls":4},1000,1000]
["1671","Markham, Robert Elementary","Area of Rescue Assistance",null,21600,null,null,null,21600]
["1671","Markham, Robert Elementary","Curb Ramps",{"$nulls":4},2400,2400]
["1671","Markham, Robert Elementary","Exterior Doors",null,800,null,null,null,800]
["1671","Markham, Robert Elementary","Interior Doors",8400,{"$nulls":4},8400]
["1671","Markham, Robert Elementary","Non-accessible Reception Counters",null,null,null,1300,null,1300]
["1671","Markham, Robert Elementary","Showers",null,null,null,1800,null,1800]
["1671","Markham, Robert Elementary","Signage",null,null,55,null,null,55]
["1671","Markham, Robert Elementary","TDD/TYY Comm. Equipment",null,null,375,null,null,375]
["3291","Marshall, Thurgood Elementary","Interior Doors",null,2775,null,null,null,2775]
["3291","Marshall, Thurgood Elementary","Showers",{"$nulls":4},750,750]
["3291","Marshall, Thurgood Elementary","Signage",null,null,null,2480,null,2480]
["3291","Marshall, Thurgood Elementary","TDD/TYY Comm. Equipment",375,{"$nulls":4},375]
["3291","Marshall, Thurgood Elementary","Visual Alarms at Restrooms",{"$nulls":4},2500,2500]
["0241","McArthur High","Area of Rescue Assistance",null,21600,null,null,null,21600]
["0241","McArthur High","Handrails at Existing Ramps",{"$nulls":4},1350,1350]
["0241","McArthur High","Interior Doors",null,26425,null,null,null,26425]
["0241","McArthur High","Non-Accessible Pool (Lift)",{"$nulls":4},8000,8000]
["0241","McArthur High","Non-accessible Reception Counters",null,null,1300,null,null,1300]
["0241","McArthur High","Restrooms",{"$nulls":4},214505,214505]
["0241","McArthur High","Showers",{"$nulls":4},6000,6000]
["0241","McArthur High","Signage",{"$nulls":4},330,330]
["0241","McArthur High","Signage",null,null,3520,null,null,3520]
["0241","McArthur High","TDD/TYY Comm. Equipment",null,null,375,null,null,375]
["1291","McFatter Voc-Tech Center","Automobile & Van Accessible Parking Spaces",null,null,null,14400,null,14400]
["1291","McFatter Voc-Tech Center","Interior Doors",8100,{"$nulls":4},8100]
["1291","McFatter Voc-Tech Center","Non-accessible Reception Counters",null,null,null,5200,null,5200]
["1291","McFatter Voc-Tech Center","Restrooms",1920,{"$nulls":4},1920]
["1291","McFatter Voc-Tech Center","Signage",null,null,null,1155,null,1155]
["1291","McFatter Voc-Tech Center","TDD/TYY Comm. Equipment",null,375,null,null,null,375]
["0531","Miramar Elementary","Automobile & Van Accessible Parking Spaces",null,null,null,1800,null,1800]
["0531","Miramar Elementary","Curb Ramps",{"$nulls":4},27,27]
["0531","Miramar Elementary","Exterior Doors",null,null,null,925,null,925]
["0531","Miramar Elementary","Interior Doors",800,{"$nulls":4},800]
["0531","Miramar Elementary","Non-accessible Playgrounds",null,40000,null,null,null,40000]
["0531","Miramar Elementary","Non-accessible Reception Counters",null,null,null,1300,null,1300]
["0531","Miramar Elementary","Restrooms",null,null,1800,null,null,1800]
["0531","Miramar Elementary","Signage",{"$nulls":4},3945,3945]
["0531","Miramar Elementary","TDD/TYY Comm. Equipment",null,null,null,375,null,375]
["1751","Miramar High","Area of Rescue Assistance",null,21600,null,null,null,21600]
["1751","Miramar High","Curb Ramps",{"$nulls":4},648,648]
["1751","Miramar High","Exterior Doors",null,null,null,4000,null,4000]
["1751","Miramar High","Interior Doors",null,null,18125,null,null,18125]
["1751","Miramar High","Non Accessible Stage",32500,{"$nulls":4},32500]
["1751","Miramar High","Restrooms",{"$nulls":4},215205,215205]
["1751","Miramar High","Showers",null,null,null,450,null,450]
["1751","Miramar High","Signage",{"$nulls":4},1375,1375]
["1751","Miramar High","Signage",null,null,220,null,null,220]
["1751","Miramar High","TDD/TYY Comm. Equipment",375,{"$nulls":4},375]
["1751","Miramar High","Visual Alarms location at Corridors",{"$nulls":4},400,400]
["1841","Mirror Lake Elementary","Exterior Doors",175,{"$nulls":4},175]
["1841","Mirror Lake Elementary","Interior Doors",null,6075,null,null,null,6075]
["1841","Mirror Lake Elementary","Non-accessible Reception Counters",null,null,null,1300,null,1300]
["1841","Mirror Lake Elementary","Restrooms",null,null,28330,null,null,28330]
["1841","Mirror Lake Elementary","Signage",null,null,3100,null,null,3100]
["1841","Mirror Lake Elementary","TDD/TYY Comm. Equipment",null,null,null,375,null,375]
["1841","Mirror Lake Elementary","Visual Alarms at Restrooms",{"$nulls":4},4000,4000]
["2691","Morrow Elementary","Exterior Doors",200,{"$nulls":4},200]
["2691","Morrow Elementary","Interior Doors",null,3650,null,null,null,3650]
["2691","Morrow Elementary","Restrooms",null,158285,null,null,null,158285]
["2691","Morrow Elementary","TDD/TYY Comm. Equipment",null,null,375,null,null,375]
["2691","Morrow Elementary","Visual Alarms location at Corridors",{"$nulls":4},400,400]
["0881","New River Middle","Non-accessible Reception Counters",null,null,null,1300,null,1300]
["0881","New River Middle","Restrooms",null,1200,null,null,null,1200]
["0881","New River Middle","Signage",null,null,null,55,null,55]
["2671","Nob Hill Elementary","Exterior Doors",175,{"$nulls":4},175]
["2671","Nob Hill Elementary","Interior Doors",null,7725,null,null,null,7725]
["2671","Nob Hill Elementary","Non Accessible Stage",null,32500,null,null,null,32500]
["2671","Nob Hill Elementary","Signage",null,null,2585,null,null,2585]
["2671","Nob Hill Elementary","TDD/TYY Comm. Equipment",null,null,375,null,null,375]
["2671","Nob Hill Elementary","Visual Alarms at Restrooms",{"$nulls":4},3500,3500]
["2671","Nob Hill Elementary","Visual Alarms location at Corridors",{"$nulls":4},800,800]
["0521","North Andrews Gardens Elementary","Exterior Doors",375,{"$nulls":4},375]
["0521","North Andrews Gardens Elementary","Interior Doors",null,14475,null,null,null,14475]
["0521","North Andrews Gardens Elementary","Non-accessible Playgrounds",20000,{"$nulls":4},20000]
["0521","North Andrews Gardens Elementary","Restrooms",53404,{"$nulls":4},53404]
["0521","North Andrews Gardens Elementary","Signage",null,null,null,220,null,220]
["0521","North Andrews Gardens Elementary","Signage",null,null,4770,null,null,4770]
["0521","North Andrews Gardens Elementary","TDD/TYY Comm. Equipment",null,null,375,null,null,375]
["1191","North Fork Elementary","Automobile & Van Accessible Parking Spaces",null,null,null,1800,null,1800]
["1191","North Fork Elementary","Interior Doors",null,null,null,6525,null,6525]
["1191","North Fork Elementary","Non Accessible Stage",32500,{"$nulls":4},32500]
["1191","North Fork Elementary","Non-accessible Reception Counters",null,null,null,1300,null,1300]
["1191","North Fork Elementary","Signage",null,null,null,3045,null,3045]
["1191","North Fork Elementary","TDD/TYY Comm. Equipment",null,null,375,null,null,375]
["1191","North Fork Elementary","Visual Alarms at Restrooms",{"$nulls":4},4000,4000]
["2231","North Lauderdale Elementary","Exterior Doors",375,{"$nulls":4},375]
["2231","North Lauderdale Elementary","Interior Doors",null,8400,null,null,null,8400]
["2231","North Lauderdale Elementary","Non-accessible Playgrounds",20000,{"$nulls":4},20000]
["2231","North Lauderdale Elementary","Showers",null,null,null,2550,null,2550]
["2231","North Lauderdale Elementary","Signage",null,null,3380,null,null,3380]
["2231","North Lauderdale Elementary","TDD/TYY Comm. Equipment",null,null,null,375,null,375]
["0041","North Side Elementary","Automobile & Van Accessible Parking Spaces",null,null,null,1800,null,1800]
["0041","North Side Elementary","Exterior Doors",null,null,null,3600,null,3600]
["0041","North Side Elementary","Interior Doors",null,null,null,6650,null,6650]
["0041","North Side Elementary","Non-accessible Playgrounds",null,null,null,20000,null,20000]
["0041","North Side Elementary","Signage",null,null,null,110,null,110]
["0041","North Side Elementary","Signage",null,null,1680,null,null,1680]
["0041","North Side Elementary","TDD/TYY Comm. Equipment",null,null,null,375,null,375]
["1241","Northeast High","Automobile & Van Accessible Parking Spaces",null,null,null,9000,null,9000]
["1241","Northeast High","Exterior Doors",null,null,null,525,null,525]
["1241","Northeast High","Interior Doors",null,null,null,27000,null,27000]
["1241","Northeast High","Non Accessible Stage",32500,{"$nulls":4},32500]
["1241","Northeast High","Non-accessible Reception Counters",null,null,null,2600,null,2600]
["1241","Northeast High","Restrooms",181105,{"$nulls":4},181105]
["1241","Northeast High","Showers",null,null,null,750,null,750]
["1241","Northeast High","Signage",null,null,null,3575,null,3575]
["1241","Northeast High","Signage",null,null,495,null,null,495]
["1241","Northeast High","TDD/TYY Comm. Equipment",null,null,375,null,null,375]
["1241","Northeast High","Visual Alarms location at Corridors",null,null,1600,null,null,1600]
["1271","Nova Eisenhower Elementary","Automobile & Van Accessible Parking Spaces",null,null,null,1800,null,1800]
["1271","Nova Eisenhower Elementary","Curb Ramps",{"$nulls":4},27,27]
["1271","Nova Eisenhower Elementary","Exterior Doors",null,null,null,3975,null,3975]
["1271","Nova Eisenhower Elementary","Interior Doors",null,null,null,14425,null,14425]
["1271","Nova Eisenhower Elementary","Non-accessible Reception Counters",null,null,null,1300,null,1300]
["1271","Nova Eisenhower Elementary","Restrooms",28330,{"$nulls":4},28330]
["1271","Nova Eisenhower Elementary","Signage",null,null,3100,null,null,3100]
["1282","Nova Forman Elementary","Exterior Doors",750,{"$nulls":4},750]
["1282","Nova Forman Elementary","Interior Doors",null,null,12175,null,null,12175]
["1282","Nova Forman Elementary","Non Accessible Stage",null,null,null,32500,null,32500]
[1282,"Nova Forman Elementary","Non-accessible Playgrounds",null,20000,null,null,null,20000]
["1282","Nova Forman Elementary","Non-accessible Reception Counters",null,null,null,1300,null,1300]
["1282","Nova Forman Elementary","Signage",110,{"$nulls":4},110]
["1282","Nova Forman Elementary","TDD/TYY Comm. Equipment",null,null,null,375,null,375]
["1282","Nova Forman Elementary","Visual Alarms at Restrooms",{"$nulls":4},2500,2500]
["1281","Nova High","Interior Doors",null,null,10025,null,null,10025]
["1281","Nova High","Non Accessible Stage",null,null,65000,null,null,65000]
["1281","Nova High","Showers",null,null,null,8850,null,8850]
["1281","Nova High","Signage",null,null,6255,null,null,6255]
["1281","Nova High","Visual Alarms at Restrooms",{"$nulls":4},2500,2500]
["1311","Nova Middle","Area of Rescue Assistance",21600,{"$nulls":4},21600]
["1311","Nova Middle","Exterior Doors",null,null,975,null,null,975]
["1311","Nova Middle","Non Accessible Stage",null,null,null,32500,null,32500]
["1311","Nova Middle","Non-accessible Reception Counters",null,null,null,2600,null,2600]
["1311","Nova Middle","Restrooms",51085,{"$nulls":4},51085]
["0031","Oakland Park Elementary","Exterior Doors",2950,{"$nulls":4},2950]
["0031","Oakland Park Elementary","Interior Doors",null,10925,null,null,null,10925]
["0031","Oakland Park Elementary","Non Accessible Stage",null,null,32500,null,null,32500]
["0031","Oakland Park Elementary","Non-accessible Reception Counters",null,null,null,1300,null,1300]
["0031","Oakland Park Elementary","Showers",null,null,null,1800,null,1800]
["0031","Oakland Park Elementary","Signage",null,null,2315,null,null,2315]
["0031","Oakland Park Elementary","Signage",{"$nulls":4},275,275]
["0031","Oakland Park Elementary","TDD/TYY Comm. Equipment",null,null,null,375,null,375]
["0461","Oakridge Elementary","Area of Rescue Assistance",null,21600,null,null,null,21600]
["0461","Oakridge Elementary","Exterior Doors",null,null,5975,null,null,5975]
["0461","Oakridge Elementary","Interior Doors",null,19525,null,null,null,19525]
["0461","Oakridge Elementary","Non Accessible Stage",null,null,32500,null,null,32500]
["0461","Oakridge Elementary","Non-accessible Playgrounds",20000,{"$nulls":4},20000]
["0461","Oakridge Elementary","Non-accessible Reception Counters",null,null,null,1300,null,1300]
["0461","Oakridge Elementary","Signage",null,null,300,null,null,300]
["0461","Oakridge Elementary","Signage",null,null,165,null,null,165]
["0461","Oakridge Elementary","TDD/TYY Comm. Equipment",375,{"$nulls":4},375]
["0461","Oakridge Elementary","Visual Alarms at Restrooms",{"$nulls":4},3000,3000]
["0461","Oakridge Elementary","Visual Alarms location at Corridors",{"$nulls":4},400,400]
["0471","Olsen Middle","Area of Rescue Assistance",null,43200,null,null,null,43200]
["0471","Olsen Middle","Curb Ramps",{"$nulls":4},3048,3048]
["0471","Olsen Middle","Handrails at Existing Ramps",{"$nulls":4},1350,1350]
["0471","Olsen Middle","Interior Doors",null,null,null,7425,null,7425]
["0471","Olsen Middle","Non-accessible Reception Counters",null,null,2600,null,null,2600]
["0471","Olsen Middle","Restrooms",{"$nulls":4},900,900]
["0471","Olsen Middle","Signage",null,null,1760,null,null,1760]
["0711","Orange Brook Elementary","Curb Ramps",{"$nulls":4},54,54]
["0711","Orange Brook Elementary","Non Accessible Stage",32500,{"$nulls":4},32500]
["0711","Orange Brook Elementary","Visual Alarms at Restrooms",{"$nulls":4},1500,1500]
["0711","Orange Brook Elementary","Visual Alarms location at Corridors",{"$nulls":4},400,400]
["1831","Oriole Elementary","Automobile & Van Accessible Parking Spaces",null,null,null,1800,null,1800]
["1831","Oriole Elementary","Curb Ramps",null,null,27,null,null,27]
["1831","Oriole Elementary","Interior Doors",null,null,null,800,null,800]
["1831","Oriole Elementary","Restrooms",null,null,null,70505,null,70505]
["1831","Oriole Elementary","Showers",null,null,null,3900,null,3900]
["1831","Oriole Elementary","Signage",null,null,null,75,null,75]
["1831","Oriole Elementary","TDD/TYY Comm. Equipment",null,375,null,null,null,375]
["3311","Palm Cove Elementary","Interior Doors",null,null,4250,null,null,4250]
["3311","Palm Cove Elementary","Non-accessible Reception Counters",null,null,1300,null,null,1300]
["3311","Palm Cove Elementary","Restrooms",null,null,1800,null,null,1800]
["3311","Palm Cove Elementary","Signage",null,null,null,3945,null,3945]
["3311","Palm Cove Elementary","TDD/TYY Comm. Equipment",null,null,null,375,null,375]
["3311","Palm Cove Elementary","Visual Alarms at Restrooms",null,4500,null,null,null,4500]
["1131","Palmview Elementary","Interior Doors",2775,{"$nulls":4},2775]
["1131","Palmview Elementary","Restrooms",null,null,28330,null,null,28330]
["1131","Palmview Elementary","Signage",null,null,3100,null,null,3100]
["1131","Palmview Elementary","Signage",null,null,55,null,null,55]
["1131","Palmview Elementary","TDD/TYY Comm. Equipment",null,375,null,null,null,375]
["1951","Park Ridge Elementary","Exterior Doors",3800,{"$nulls":4},3800]
["1951","Park Ridge Elementary","Interior Doors",null,null,9675,null,null,9675]
["1951","Park Ridge Elementary","Restrooms",null,50000,null,null,null,50000]
["1951","Park Ridge Elementary","Signage",null,null,55,null,null,55]
["1951","Park Ridge Elementary","Signage",null,null,null,55,null,55]
["1951","Park Ridge Elementary","TDD/TYY Comm. Equipment",null,null,375,null,null,375]
["3171","Park Springs Elementary","Area of Rescue Assistance",null,43200,null,null,null,43200]
["3171","Park Springs Elementary","Curb Ramps",{"$nulls":4},2400,2400]
["3171","Park Springs Elementary","Exterior Doors",1600,{"$nulls":4},1600]
["3171","Park Springs Elementary","Interior Doors",null,null,null,10000,null,10000]
["3171","Park Springs Elementary","Non Accessible Stage",null,null,null,32500,null,32500]
["3171","Park Springs Elementary","Restrooms",23405,{"$nulls":4},23405]
["3171","Park Springs Elementary","Signage",null,null,null,4770,null,4770]
["3171","Park Springs Elementary","Signage",null,null,null,55,null,55]
["3171","Park Springs Elementary","TDD/TYY Comm. Equipment",375,{"$nulls":4},375]
["0701","Parkway Middle","Interior Doors",10025,{"$nulls":4},10025]
["0701","Parkway Middle","Non Accessible Stage",32500,{"$nulls":4},32500]
["0701","Parkway Middle","Non-accessible Reception Counters",null,null,2600,null,null,2600]
["0701","Parkway Middle","Restrooms",84025,{"$nulls":4},84025]
["0701","Parkway Middle","Signage",null,null,null,1760,null,1760]
["0701","Parkway Middle","TDD/TYY Comm. Equipment",null,null,375,null,null,375]
["2071","Pasadena Lakes Elementary","Exterior Doors",400,{"$nulls":4},400]
["2071","Pasadena Lakes Elementary","Interior Doors",6275,{"$nulls":4},6275]
["2071","Pasadena Lakes Elementary","Non-accessible Reception Counters",null,null,1300,null,null,1300]
["2071","Pasadena Lakes Elementary","Restrooms",null,175860,null,null,null,175860]
["2071","Pasadena Lakes Elementary","Showers",null,null,null,1800,null,1800]
["2071","Pasadena Lakes Elementary","Signage",null,null,null,1730,null,1730]
["2071","Pasadena Lakes Elementary","Visual Alarms at Restrooms",{"$nulls":4},2500,2500]
["2661","Pembroke Lakes Elementary","Automobile & Van Accessible Parking Spaces",null,null,null,1800,null,1800]
["2661","Pembroke Lakes Elementary","Curb Ramps",{"$nulls":4},27,27]
["2661","Pembroke Lakes Elementary","Interior Doors",800,{"$nulls":4},800]
["2661","Pembroke Lakes Elementary","Non Accessible Stage",null,null,32500,null,null,32500]
["2661","Pembroke Lakes Elementary","Signage",null,null,null,4160,null,4160]
["2661","Pembroke Lakes Elementary","TDD/TYY Comm. Equipment",null,375,null,null,null,375]
["2661","Pembroke Lakes Elementary","Visual Alarms at Restrooms",{"$nulls":4},2500,2500]
["2661","Pembroke Lakes Elementary","Visual Alarms location at Corridors",{"$nulls":4},400,400]
["1221","Pembroke Pines Elementary","Automobile & Van Accessible Parking Spaces",null,null,null,1800,null,1800]
["1221","Pembroke Pines Elementary","Interior Doors",null,null,null,7075,null,7075]
["1221","Pembroke Pines Elementary","Signage",null,null,null,2270,null,2270]
["1221","Pembroke Pines Elementary","TDD/TYY Comm. Equipment",null,375,null,null,null,375]
["1221","Pembroke Pines Elementary","Visual Alarms location at Corridors",{"$nulls":4},400,400]
["1631","Perry, Annabel Elementary","Automobile & Van Accessible Parking Spaces",null,null,null,1800,null,1800]
["1631","Perry, Annabel Elementary","Interior Doors",null,null,null,6525,null,6525]
["1631","Perry, Annabel Elementary","Non Accessible Stage",32500,{"$nulls":4},32500]
["1631","Perry, Annabel Elementary","Restrooms",null,28330,null,null,null,28330]
["1631","Perry, Annabel Elementary","Signage",{"$nulls":4},3100,3100]
["1631","Perry, Annabel Elementary","TDD/TYY Comm. Equipment",null,375,null,null,null,375]
["1011","Perry, Henry D. Middle","Area of Rescue Assistance",null,21600,null,null,null,21600]
["1011","Perry, Henry D. Middle","Interior Doors",null,null,null,7175,null,7175]
["1011","Perry, Henry D. Middle","Non-accessible Reception Counters",null,null,2600,null,null,2600]
["1011","Perry, Henry D. Middle","Signage",null,null,2145,null,null,2145]
["1011","Perry, Henry D. Middle","TDD/TYY Comm. Equipment",null,375,null,null,null,375]
["1011","Perry, Henry D. Middle","Visual Alarms location at Corridors",{"$nulls":4},400,400]
["0931","Peters Elementary","Interior Doors",null,7350,null,null,null,7350]
["0931","Peters Elementary","Non Accessible Stage",32500,{"$nulls":4},32500]
["0931","Peters Elementary","Non-accessible Reception Counters",null,null,1300,null,null,1300]
["0931","Peters Elementary","Restrooms",null,null,null,56900,null,56900]
["0931","Peters Elementary","TDD/TYY Comm. Equipment",null,null,375,null,null,375]
["0653","Pine Ridge Alternative Center","Curb Ramps",{"$nulls":4},2400,2400]
["0653","Pine Ridge Alternative Center","Exterior Doors",null,null,null,1550,null,1550]
["0653","Pine Ridge Alternative Center","Interior Doors",null,null,5275,null,null,5275]
["0653","Pine Ridge Alternative Center","Non Accessible Stage",32500,{"$nulls":4},32500]
["0653","Pine Ridge Alternative Center","Non-accessible Reception Counters",null,null,1300,null,null,1300]
["0653","Pine Ridge Alternative Center","Signage",{"$nulls":4},55,55]
["0653","Pine Ridge Alternative Center","TDD/TYY Comm. Equipment",375,{"$nulls":4},375]
["2861","Pines Lakes Elementary","Area of Rescue Assistance",21600,{"$nulls":4},21600]
["2861","Pines Lakes Elementary","Automobile & Van Accessible Parking Spaces",null,null,null,3600,null,3600]
["2861","Pines Lakes Elementary","Exterior Doors",null,175,null,null,null,175]
["2861","Pines Lakes Elementary","Handrails at Existing Ramps",{"$nulls":4},1350,1350]
["2861","Pines Lakes Elementary","Non Accessible Stage",null,null,32500,null,null,32500]
["2861","Pines Lakes Elementary","Showers",null,null,null,2250,null,2250]
["2861","Pines Lakes Elementary","Signage",null,null,null,3380,null,3380]
["2861","Pines Lakes Elementary","TDD/TYY Comm. Equipment",375,{"$nulls":4},375]
["2861","Pines Lakes Elementary","Visual Alarms at Restrooms",{"$nulls":4},3000,3000]
["1881","Pines Middle","Exterior Doors",4550,{"$nulls":4},4550]
["1881","Pines Middle","Interior Doors",null,null,null,9275,null,9275]
["1881","Pines Middle","Restrooms",{"$nulls":4},101940,101940]
["1881","Pines Middle","Signage",{"$nulls":4},990,990]
["2811","Pinewood Elementary","Exterior Doors",200,{"$nulls":4},200]
["2811","Pinewood Elementary","Interior Doors",null,null,2000,null,null,2000]
["2811","Pinewood Elementary","Restrooms",null,110385,null,null,null,110385]
["2811","Pinewood Elementary","Showers",null,null,null,2250,null,2250]
["2811","Pinewood Elementary","Signage",null,null,null,3510,null,3510]
["2811","Pinewood Elementary","TDD/TYY Comm. Equipment",null,null,null,375,null,375]
["2811","Pinewood Elementary","Visual Alarms at Restrooms",{"$nulls":4},2500,2500]
["2571","Pioneer Middle","Automobile & Van Accessible Parking Spaces",null,null,null,3600,null,3600]
["2571","Pioneer Middle","Interior Doors",null,null,10000,null,null,10000]
["2571","Pioneer Middle","Non-accessible Reception Counters",null,null,null,1300,null,1300]
["2571","Pioneer Middle","Restrooms",null,82710,null,null,null,82710]
["2571","Pioneer Middle","Showers",{"$nulls":4},4800,4800]
["2571","Pioneer Middle","Signage",{"$nulls":4},355,355]
["2571","Pioneer Middle","TDD/TYY Comm. Equipment",375,{"$nulls":4},375]
["1901","Piper High","Area of Rescue Assistance",21600,{"$nulls":4},21600]
["1901","Piper High","Automobile & Van Accessible Parking Spaces",null,null,null,3600,null,3600]
["1901","Piper High","Interior Doors",null,null,12475,null,null,12475]
["1901","Piper High","Non Accessible Stage",32500,{"$nulls":4},32500]
["1901","Piper High","Non-accessible Reception Counters",null,null,2600,null,null,2600]
["1901","Piper High","Restrooms",null,null,53515,null,null,53515]
["1901","Piper High","Showers",null,null,null,6600,null,6600]
["1901","Piper High","Signage",null,null,1155,null,null,1155]
["1901","Piper High","TDD/TYY Comm. Equipment",null,null,null,375,null,375]
["1451","Plantation High","Interior Doors",null,null,13925,null,null,13925]
["1451","Plantation High","Non Accessible Stage",65000,{"$nulls":4},65000]
["1451","Plantation High","Non-accessible Reception Counters",null,null,2600,null,null,2600]
["1451","Plantation High","Restrooms",256050,{"$nulls":4},256050]
["1451","Plantation High","Signage",null,null,4025,null,null,4025]
["1451","Plantation High","TDD/TYY Comm. Equipment",null,375,null,null,null,375]
["0551","Plantation Middle","Accessibility to Mezzanine (Elevator and/or Lift)",84000,{"$nulls":4},84000]
["0551","Plantation Middle","Area of Rescue Assistance",null,null,21600,null,null,21600]
["0551","Plantation Middle","Automobile & Van Accessible Parking Spaces",null,null,null,3600,null,3600]
["0551","Plantation Middle","Curb Ramps",{"$nulls":4},648,648]
["0551","Plantation Middle","Exterior Doors",null,null,1800,null,null,1800]
["0551","Plantation Middle","Interior Doors",null,null,9550,null,null,9550]
["0551","Plantation Middle","Non-accessible Reception Counters",null,null,null,2600,null,2600]
["0551","Plantation Middle","Showers",null,null,null,4950,null,4950]
["0551","Plantation Middle","Signage",-15840,null,null,1870,null,-13970]
["0551","Plantation Middle","TDD/TYY Comm. Equipment",null,null,375,null,null,375]
["0551","Plantation Middle","Visual Alarms at Restrooms",{"$nulls":4},2000,2000]
["1251","Plantation Park Elementary","Automobile & Van Accessible Parking Spaces",null,null,null,3600,null,3600]
["1251","Plantation Park Elementary","Interior Doors",null,2775,null,null,null,2775]
["1251","Plantation Park Elementary","Non-accessible Playgrounds",null,null,20000,null,null,20000]
["1251","Plantation Park Elementary","Non-accessible Reception Counters",null,null,null,1300,null,1300]
["1251","Plantation Park Elementary","Restrooms",161505,{"$nulls":4},161505]
["1251","Plantation Park Elementary","TDD/TYY Comm. Equipment",null,375,null,null,null,375]
["0751","Pompano Beach Elementary","Area of Rescue Assistance",64800,{"$nulls":4},64800]
["0751","Pompano Beach Elementary","Interior Doors",null,10000,null,null,null,10000]
["0751","Pompano Beach Elementary","Non-accessible Playgrounds",null,40000,null,null,null,40000]
["0751","Pompano Beach Elementary","Restrooms",null,null,23405,null,null,23405]
["0751","Pompano Beach Elementary","Signage",null,null,null,4770,null,4770]
["0751","Pompano Beach Elementary","Signage",null,null,275,null,null,275]
["0751","Pompano Beach Elementary","TDD/TYY Comm. Equipment",375,{"$nulls":4},375]
["0751","Pompano Beach Elementary","Visual Alarms at Restrooms",null,5500,null,null,null,5500]
["0021","Pompano Beach Middle","Area of Rescue Assistance",null,null,21600,null,null,21600]
["0021","Pompano Beach Middle","Interior Doors",null,17125,null,null,null,17125]
["0021","Pompano Beach Middle","Non Accessible Stage",null,null,32500,null,null,32500]
["0021","Pompano Beach Middle","Non-accessible Reception Counters",null,null,1300,null,null,1300]
["0021","Pompano Beach Middle","Restrooms",null,null,null,104470,null,104470]
["0021","Pompano Beach Middle","Signage",null,null,null,1650,null,1650]
["0021","Pompano Beach Middle","TDD/TYY Comm. Equipment",375,{"$nulls":4},375]
["3121","Quiet Waters Elementary","Area of Rescue Assistance",null,108000,null,null,null,108000]
["3121","Quiet Waters Elementary","Curb Ramps",{"$nulls":4},2400,2400]
["3121","Quiet Waters Elementary","Non-accessible Playgrounds",40000,{"$nulls":4},40000]
["3121","Quiet Waters Elementary","Restrooms",{"$nulls":4},23405,23405]
["3121","Quiet Waters Elementary","Signage",null,null,4770,null,null,4770]
["3121","Quiet Waters Elementary","Signage",null,null,null,55,null,55]
["3121","Quiet Waters Elementary","TDD/TYY Comm. Equipment",null,null,375,null,null,375]
["2721","Ramblewood Elementary","Automobile & Van Accessible Parking Spaces",null,null,null,3600,null,3600]
["2721","Ramblewood Elementary","Interior Doors",2975,{"$nulls":4},2975]
["2721","Ramblewood Elementary","Showers",null,null,null,2550,null,2550]
["2721","Ramblewood Elementary","Signage",null,null,2430,null,null,2430]
["2721","Ramblewood Elementary","TDD/TYY Comm. Equipment",null,null,null,375,null,375]
["2711","Ramblewood Middle","Area of Rescue Assistance",43200,{"$nulls":4},43200]
["2711","Ramblewood Middle","Interior Doors",null,null,null,9550,null,9550]
["2711","Ramblewood Middle","Non-accessible Reception Counters",null,null,null,1300,null,1300]
["2711","Ramblewood Middle","Restrooms",{"$nulls":4},102720,102720]
["2711","Ramblewood Middle","Showers",{"$nulls":4},2400,2400]
["2711","Ramblewood Middle","Signage",null,null,null,1980,null,1980]
["2711","Ramblewood Middle","Signage",null,null,55,null,null,55]
["2711","Ramblewood Middle","Visual Alarms location at Corridors",null,400,null,null,null,400]
["2121","Rickards Middle","Interior Doors",null,null,575,null,null,575]
["2121","Rickards Middle","Non-accessible Reception Counters",null,null,1300,null,null,1300]
["2121","Rickards Middle","Restrooms",null,null,null,125140,null,125140]
["2121","Rickards Middle","Signage",null,null,null,300,null,300]
["2121","Rickards Middle","Visual Alarms location at Corridors",{"$nulls":4},400,400]
["2891","Riverglades Elementary","Area of Rescue Assistance",64800,{"$nulls":4},64800]
["2891","Riverglades Elementary","Exterior Doors",null,600,null,null,null,600]
["2891","Riverglades Elementary","Interior Doors",null,null,6125,null,null,6125]
["2891","Riverglades Elementary","Non-accessible Playgrounds",null,20000,null,null,null,20000]
["2891","Riverglades Elementary","Signage",null,null,3180,null,null,3180]
["2891","Riverglades Elementary","TDD/TYY Comm. Equipment",375,{"$nulls":4},375]
["2891","Riverglades Elementary","Visual Alarms at Restrooms",{"$nulls":4},2500,2500]
["0151","Riverland Elementary","Interior Doors",2975,{"$nulls":4},2975]
["0151","Riverland Elementary","Restrooms",null,null,42950,null,null,42950]
["3031","Riverside Elementary","Interior Doors",4050,{"$nulls":4},4050]
["3031","Riverside Elementary","Signage",null,null,null,3140,null,3140]
["3031","Riverside Elementary","Signage",{"$nulls":4},275,275]
["3031","Riverside Elementary","TDD/TYY Comm. Equipment",null,null,375,null,null,375]
["3031","Riverside Elementary","Visual Alarms at Restrooms",{"$nulls":4},4500,4500]
["3031","Riverside Elementary","Visual Alarms location at Corridors",{"$nulls":4},400,400]
["0681","Rock Island Elementary","Interior Doors",5450,{"$nulls":4},5450]
["0681","Rock Island Elementary","Non Accessible Stage",null,null,32500,null,null,32500]
["0681","Rock Island Elementary","Restrooms",null,null,null,281680,null,281680]
["0681","Rock Island Elementary","Signage",null,null,1800,null,null,1800]
["0681","Rock Island Elementary","Signage",{"$nulls":4},40,40]
["0681","Rock Island Elementary","TDD/TYY Comm. Equipment",null,null,null,375,null,375]
["1851","Royal Palm Elementary","Exterior Doors",null,350,null,null,null,350]
["1851","Royal Palm Elementary","Restrooms",{"$nulls":4},91670,91670]
["1851","Royal Palm Elementary","Signage",null,null,null,3640,null,3640]
["1851","Royal Palm Elementary","Signage",null,null,null,110,null,110]
["1851","Royal Palm Elementary","TDD/TYY Comm. Equipment",375,{"$nulls":4},375]
["0891","Sanders Park Elementary","Area of Rescue Assistance",null,43200,null,null,null,43200]
["0891","Sanders Park Elementary","Restrooms",null,null,150300,null,null,150300]
["0891","Sanders Park Elementary","Signage",{"$nulls":4},770,770]
["0891","Sanders Park Elementary","Signage",null,null,null,55,null,55]
["0891","Sanders Park Elementary","TDD/TYY Comm. Equipment",null,375,null,null,null,375]
["3061","Sandpiper Elementary","Interior Doors",null,7850,null,null,null,7850]
["3061","Sandpiper Elementary","Non-accessible Reception Counters",null,null,null,1300,null,1300]
["3061","Sandpiper Elementary","Signage",null,null,null,1095,null,1095]
["3061","Sandpiper Elementary","Signage",{"$nulls":4},110,110]
["3061","Sandpiper Elementary","TDD/TYY Comm. Equipment",{"$nulls":4},250,250]
["3061","Sandpiper Elementary","Visual Alarms at Restrooms",{"$nulls":4},750,750]
["3401","Sawgrass Elementary","Automobile & Van Accessible Parking Spaces",null,null,null,3600,null,3600]
["3401","Sawgrass Elementary","Interior Doors",2775,{"$nulls":4},2775]
["3401","Sawgrass Elementary","Restrooms",null,25000,null,null,null,25000]
["3401","Sawgrass Elementary","Signage",{"$nulls":4},355,355]
["3401","Sawgrass Elementary","TDD/TYY Comm. Equipment",{"$nulls":4},250,250]
["3401","Sawgrass Elementary","Visual Alarms at Restrooms",null,6750,null,null,null,6750]
["3401","Sawgrass Elementary","Visual Alarms location at Corridors",null,null,1200,null,null,1200]
["3431","Sawgrass Springs Middle","Curb Ramps",{"$nulls":4},648,648]
["3431","Sawgrass Springs Middle","Exterior Doors",null,350,null,null,null,350]
["3431","Sawgrass Springs Middle","Non-accessible Reception Counters",null,null,1300,null,null,1300]
["3431","Sawgrass Springs Middle","Restrooms",42695,{"$nulls":4},42695]
["3431","Sawgrass Springs Middle","Showers",null,null,null,450,null,450]
["3431","Sawgrass Springs Middle","Signage",null,null,330,null,null,330]
["3431","Sawgrass Springs Middle","Signage",null,null,null,730,null,730]
["3431","Sawgrass Springs Middle","TDD/TYY Comm. Equipment",375,{"$nulls":4},375]
["3431","Sawgrass Springs Middle","Visual Alarms location at Corridors",{"$nulls":4},400,400]
["2871","Sea Castle Elementary","Area of Rescue Assistance",21600,{"$nulls":4},21600]
["2871","Sea Castle Elementary","Interior Doors",null,5200,null,null,null,5200]
["2871","Sea Castle Elementary","Restrooms",null,null,23405,null,null,23405]
["2871","Sea Castle Elementary","Signage",null,null,4770,null,null,4770]
["2871","Sea Castle Elementary","TDD/TYY Comm. Equipment",null,null,null,250,null,250]
["2871","Sea Castle Elementary","Visual Alarms at Restrooms",{"$nulls":4},8250,8250]
["0601","Seagull School","Curb Ramps",null,648,null,null,null,648]
["0601","Seagull School","Non-accessible Playgrounds",20000,{"$nulls":4},20000]
["0601","Seagull School","Signage",null,null,2675,null,null,2675]
["0601","Seagull School","Signage",null,null,null,275,null,275]
["1891","Seminole Middle","Automobile & Van Accessible Parking Spaces",null,null,null,1800,null,1800]
["1891","Seminole Middle","Interior Doors",null,800,null,null,null,800]
["1891","Seminole Middle","Showers",null,null,null,4500,null,4500]
["1891","Seminole Middle","Signage",null,null,null,1950,null,1950]
["1891","Seminole Middle","Signage",{"$nulls":4},110,110]
["1811","Sheridan Hills Elementary","Automobile & Van Accessible Parking Spaces",null,null,null,1800,null,1800]
["1811","Sheridan Hills Elementary","Restrooms",{"$nulls":4},220505,220505]
["1811","Sheridan Hills Elementary","Signage",{"$nulls":4},75,75]
["1811","Sheridan Hills Elementary","Visual Alarms location at Corridors",{"$nulls":4},400,400]
["1321","Sheridan Park Elementary","Automobile & Van Accessible Parking Spaces",null,null,null,7200,null,7200]
["1321","Sheridan Park Elementary","Interior Doors",null,5975,null,null,null,5975]
["1321","Sheridan Park Elementary","Restrooms",null,50385,null,null,null,50385]
["1321","Sheridan Park Elementary","Signage",null,20,null,2300,null,2320]
["1321","Sheridan Park Elementary","TDD/TYY Comm. Equipment",null,null,null,250,null,250]
["1321","Sheridan Park Elementary","Visual Alarms at Restrooms",{"$nulls":4},3000,3000]
["1051","Sheridan Vocational Center","Area of Rescue Assistance",21600,{"$nulls":4},21600]
["1051","Sheridan Vocational Center","Curb Ramps",3698,{"$nulls":4},3698]
["1051","Sheridan Vocational Center","Exterior Doors",375,{"$nulls":4},375]
["1051","Sheridan Vocational Center","Interior Doors",null,15750,null,null,null,15750]
["1051","Sheridan Vocational Center","Non Accessible Stage",null,32500,null,null,null,32500]
["1051","Sheridan Vocational Center","Non-accessible Reception Counters",null,null,9100,null,null,9100]
["1051","Sheridan Vocational Center","Showers",{"$nulls":4},1500,1500]
["1051","Sheridan Vocational Center","Signage",null,null,5535,null,null,5535]
["1051","Sheridan Vocational Center","Signage",null,null,null,330,null,330]
["1051","Sheridan Vocational Center","Visual Alarms at Restrooms",{"$nulls":4},3500,3500]
["2971","Silver Lakes Middle","Automobile & Van Accessible Parking Spaces",null,null,null,5400,null,5400]
["2971","Silver Lakes Middle","Exterior Doors",null,null,null,875,null,875]
["2971","Silver Lakes Middle","Interior Doors",null,7750,null,null,null,7750]
["2971","Silver Lakes Middle","Restrooms",null,78205,null,null,null,78205]
["2971","Silver Lakes Middle","Showers",null,null,null,2100,null,2100]
["3491","Silver Palms Elementary","Area of Rescue Assistance",null,21600,null,null,null,21600]
["3491","Silver Palms Elementary","Interior Doors",null,null,2500,null,null,2500]
["3491","Silver Palms Elementary","Restrooms",null,30805,null,null,null,30805]
["3491","Silver Palms Elementary","Signage",null,null,275,null,null,275]
["3491","Silver Palms Elementary","TDD/TYY Comm. Equipment",null,null,250,null,null,250]
["3081","Silver Ridge Elementary","Area of Rescue Assistance",21600,{"$nulls":4},21600]
["3081","Silver Ridge Elementary","Automobile & Van Accessible Parking Spaces",null,null,null,3600,null,3600]
["3081","Silver Ridge Elementary","Curb Ramps",null,null,54,null,null,54]
["3081","Silver Ridge Elementary","Exterior Doors",null,null,null,350,null,350]
["3081","Silver Ridge Elementary","Interior Doors",6650,{"$nulls":4},6650]
["3081","Silver Ridge Elementary","Non-accessible Reception Counters",null,null,null,1300,null,1300]
["3081","Silver Ridge Elementary","Signage",null,null,3215,null,null,3215]
["3081","Silver Ridge Elementary","Signage",null,null,null,330,null,330]
["3081","Silver Ridge Elementary","TDD/TYY Comm. Equipment",null,250,null,null,null,250]
["3331","Silver Trail Middle","Curb Ramps",{"$nulls":4},648,648]
["3331","Silver Trail Middle","Interior Doors",null,null,8850,null,null,8850]
["3331","Silver Trail Middle","Signage",null,null,55,null,null,55]
["3331","Silver Trail Middle","Signage",null,null,225,null,null,225]
["0405","South Area Alternative Center","Curb Ramps",{"$nulls":4},648,648]
["0405","South Area Alternative Center","Exterior Doors",null,null,null,5950,null,5950]
["0405","South Area Alternative Center","Interior Doors",null,3925,null,null,null,3925]
["0405","South Area Alternative Center","Non Accessible Stage",null,32500,null,null,null,32500]
["0405","South Area Alternative Center","Non-accessible Reception Counters",null,null,1300,null,null,1300]
["0405","South Area Alternative Center","Restrooms",null,null,53660,null,null,53660]
["0405","South Area Alternative Center","Signage",null,null,1760,null,null,1760]
["0405","South Area Alternative Center","TDD/TYY Comm. Equipment",null,null,null,375,null,375]
["0171","South Broward High","Area of Rescue Assistance",null,21600,null,null,null,21600]
["0171","South Broward High","Interior Doors",null,24100,null,null,null,24100]
["0171","South Broward High","Non Accessible Stage",null,null,32500,null,null,32500]
["0171","South Broward High","Non-accessible Reception Counters",null,null,null,3900,null,3900]
["0171","South Broward High","Showers",7050,{"$nulls":4},7050]
["0171","South Broward High","Signage",null,null,2610,null,null,2610]
["2351","South Plantation High","Area of Rescue Assistance",null,null,21600,null,null,21600]
["2351","South Plantation High","Curb Ramps",2400,{"$nulls":4},2400]
["2351","South Plantation High","Interior Doors",null,null,18125,null,null,18125]
["2351","South Plantation High","Non Accessible Stage",null,32500,null,null,null,32500]
["2351","South Plantation High","Non-accessible Reception Counters",null,null,null,2600,null,2600]
["2351","South Plantation High","Restrooms",null,null,null,205465,null,205465]
["2351","South Plantation High","Showers",null,null,null,450,null,450]
["2351","South Plantation High","TDD/TYY Comm. Equipment",375,{"$nulls":4},375]
["0691","Stirling Elementary","Exterior Doors",600,{"$nulls":4},600]
["0691","Stirling Elementary","Interior Doors",8375,{"$nulls":4},8375]
["0691","Stirling Elementary","Non-accessible Playgrounds",20000,{"$nulls":4},20000]
["0691","Stirling Elementary","Restrooms",null,49210,null,null,null,49210]
["0691","Stirling Elementary","Signage",null,null,null,110,null,110]
["0691","Stirling Elementary","Signage",null,null,165,null,null,165]
["0691","Stirling Elementary","Visual Alarms at Restrooms",{"$nulls":4},6750,6750]
["3011","Stoneman Douglas High","Curb Ramps",{"$nulls":4},648,648]
["3011","Stoneman Douglas High","Interior Doors",13500,{"$nulls":4},13500]
["3011","Stoneman Douglas High","Non Accessible Stage",null,32500,null,null,null,32500]
["3011","Stoneman Douglas High","Non-accessible Reception Counters",null,null,3900,null,null,3900]
["3011","Stoneman Douglas High","Restrooms",null,42200,null,null,null,42200]
["3011","Stoneman Douglas High","Signage",3080,{"$nulls":4},3080]
["3011","Stoneman Douglas High","Signage",{"$nulls":4},275,275]
["3011","Stoneman Douglas High","TDD/TYY Comm. Equipment",null,375,null,null,null,375]
["3011","Stoneman Douglas High","Visual Alarms at Restrooms",{"$nulls":4},3500,3500]
["0211","Stranahan High","Area of Rescue Assistance",null,21600,null,null,null,21600]
["0211","Stranahan High","Automobile & Van Accessible Parking Spaces",null,null,null,5400,null,5400]
["0211","Stranahan High","Exterior Doors",null,null,null,175,null,175]
["0211","Stranahan High","Interior Doors",null,null,16675,null,null,16675]
["0211","Stranahan High","Non Accessible Stage",null,null,32500,null,null,32500]
["0211","Stranahan High","Non-Accessible Pool (Lift)",{"$nulls":4},8000,8000]
["0211","Stranahan High","Restrooms",null,240965,null,null,null,240965]
["0211","Stranahan High","Showers",{"$nulls":4},4350,4350]
["0211","Stranahan High","TDD/TYY Comm. Equipment",null,null,375,null,null,375]
["0211","Stranahan High","Visual Alarms location at Corridors",null,null,1200,null,null,1200]
["9808","Student Support Serv/ESE","Area of Rescue Assistance",null,null,64800,null,null,64800]
["9808","Student Support Serv/ESE","Handrails at Existing Ramps",{"$nulls":4},1350,1350]
["9808","Student Support Serv/ESE","Interior Doors",null,9675,null,null,null,9675]
["9808","Student Support Serv/ESE","Non Accessible Stage",null,null,32500,null,null,32500]
["9808","Student Support Serv/ESE","Restrooms",null,null,null,121495,null,121495]
["9808","Student Support Serv/ESE","Showers",null,null,null,12000,null,12000]
["9808","Student Support Serv/ESE","Signage",null,null,null,2465,null,2465]
["9808","Student Support Serv/ESE","TDD/TYY Comm. Equipment",null,null,null,375,null,375]
["0611","Sunland Park Elementary","Interior Doors",null,null,5025,null,null,5025]
["0611","Sunland Park Elementary","Restrooms",null,23650,null,null,null,23650]
["0611","Sunland Park Elementary","Signage",null,null,75,null,null,75]
["0611","Sunland Park Elementary","TDD/TYY Comm. Equipment",null,null,250,null,null,250]
["0611","Sunland Park Elementary","Visual Alarms at Restrooms",5250,{"$nulls":4},5250]
["0251","Sunrise Middle","Automobile & Van Accessible Parking Spaces",null,null,null,1800,null,1800]
["0251","Sunrise Middle","Exterior Doors",null,null,175,null,null,175]
["0251","Sunrise Middle","Interior Doors",null,14575,null,null,null,14575]
["0251","Sunrise Middle","Non-accessible Reception Counters",null,null,null,1300,null,1300]
["0251","Sunrise Middle","Signage",null,null,null,275,null,275]
["0251","Sunrise Middle","Signage",null,null,null,1760,null,1760]
["0422","Sunset School","Interior Doors",null,null,350,null,null,350]
["0422","Sunset School","Restrooms",null,null,2205,null,null,2205]
["0422","Sunset School","Signage",{"$nulls":4},110,110]
["0422","Sunset School","TDD/TYY Comm. Equipment",null,375,null,null,null,375]
["1171","Sunshine Elementary","Exterior Doors",null,null,5750,null,null,5750]
["1171","Sunshine Elementary","Interior Doors",null,null,null,10000,null,10000]
["1171","Sunshine Elementary","Non-accessible Reception Counters",null,null,1300,null,null,1300]
["1171","Sunshine Elementary","Restrooms",153205,{"$nulls":4},153205]
["1171","Sunshine Elementary","Signage",null,null,275,null,null,275]
["1171","Sunshine Elementary","Signage",null,null,null,3340,null,3340]
["1171","Sunshine Elementary","TDD/TYY Comm. Equipment",null,null,375,null,null,375]
["2621","Tamarac Elementary","Handrails at Existing Ramps",{"$nulls":4},1350,1350]
["2621","Tamarac Elementary","Interior Doors",null,null,null,3825,null,3825]
["2621","Tamarac Elementary","Non Accessible Stage",32500,{"$nulls":4},32500]
["2621","Tamarac Elementary","Showers",null,null,null,2550,null,2550]
["2621","Tamarac Elementary","Signage",null,null,null,2430,null,2430]
["2621","Tamarac Elementary","TDD/TYY Comm. Equipment",null,null,null,375,null,375]
["2751","Taravella J P High","Automobile & Van Accessible Parking Spaces",null,null,null,10800,null,10800]
["2751","Taravella J P High","Curb Ramps",{"$nulls":4},648,648]
["2751","Taravella J P High","Handrails at Existing Ramps",null,null,1350,null,null,1350]
["2751","Taravella J P High","Interior Doors",14575,{"$nulls":4},14575]
["2751","Taravella J P High","Non-accessible Reception Counters",null,null,null,2600,null,2600]
["2751","Taravella J P High","Restrooms",null,null,54390,null,null,54390]
["2751","Taravella J P High","Showers",null,null,null,5700,null,5700]
["2751","Taravella J P High","Signage",null,null,2805,null,null,2805]
["2751","Taravella J P High","Signage",null,null,110,null,null,110]
["2751","Taravella J P High","TDD/TYY Comm. Equipment",null,null,null,375,null,375]
["0571","Tedder Elementary","Area of Rescue Assistance",21600,{"$nulls":4},21600]
["0571","Tedder Elementary","Curb Ramps",{"$nulls":4},2400,2400]
["0571","Tedder Elementary","Interior Doors",null,null,null,7700,null,7700]
["0571","Tedder Elementary","Non-accessible Playgrounds",null,null,40000,null,null,40000]
["0571","Tedder Elementary","Non-accessible Reception Counters",null,null,null,1300,null,1300]
["0571","Tedder Elementary","Restrooms",null,null,null,153205,null,153205]
["0571","Tedder Elementary","Signage",null,null,null,3340,null,3340]
["0571","Tedder Elementary","Signage",null,null,null,220,null,220]
["0571","Tedder Elementary","TDD/TYY Comm. Equipment",null,null,null,375,null,375]
["0571","Tedder Elementary","Visual Alarms at Restrooms",{"$nulls":4},1000,1000]
["0571","Tedder Elementary","Visual Alarms location at Corridors",{"$nulls":4},1600,1600]
["3151","Tequesta Trace Middle","Interior Doors",null,11125,null,null,null,11125]
["3151","Tequesta Trace Middle","Non-accessible Reception Counters",null,null,1300,null,null,1300]
["3151","Tequesta Trace Middle","Restrooms",900,{"$nulls":4},900]
["3151","Tequesta Trace Middle","Signage",null,null,1870,null,null,1870]
["3151","Tequesta Trace Middle","Signage",null,null,null,55,null,55]
["1021","The Quest Center","Area of Rescue Assistance",21600,{"$nulls":4},21600]
["1021","The Quest Center","Interior Doors",null,8475,null,null,null,8475]
["1021","The Quest Center","Non Accessible Stage",32500,{"$nulls":4},32500]
["1021","The Quest Center","Non-accessible Reception Counters",null,null,null,2600,null,2600]
["1021","The Quest Center","Restrooms",130140,{"$nulls":4},130140]
["1021","The Quest Center","Signage",null,null,3190,null,null,3190]
["1021","The Quest Center","Signage",null,null,110,null,null,110]
["1021","The Quest Center","Visual Alarms at Restrooms",{"$nulls":4},5000,5000]
["3481","Tradewinds Elementary","Interior Doors",5200,{"$nulls":4},5200]
["3481","Tradewinds Elementary","Restrooms",null,56525,null,null,null,56525]
["3481","Tradewinds Elementary","Visual Alarms at Restrooms",{"$nulls":4},2500,2500]
["0731","Tropical Elementary","Hearing Impaired Classroom",50000,{"$nulls":4},50000]
["0731","Tropical Elementary","Interior Doors",null,null,4925,null,null,4925]
["0731","Tropical Elementary","Restrooms",null,null,null,220505,null,220505]
["0731","Tropical Elementary","Showers",null,null,null,3450,null,3450]
["0731","Tropical Elementary","Signage",{"$nulls":4},75,75]
["1621","Village Elementary","Interior Doors",null,null,5400,null,null,5400]
["1621","Village Elementary","Restrooms",null,null,76340,null,null,76340]
["0321","Walker Elementary","Interior Doors",null,null,8525,null,null,8525]
["0321","Walker Elementary","Non-accessible Reception Counters",null,null,1300,null,null,1300]
["0321","Walker Elementary","Restrooms",null,39420,null,null,null,39420]
["0321","Walker Elementary","Showers",null,null,null,300,null,300]
["0321","Walker Elementary","Signage",null,null,650,null,null,650]
["0321","Walker Elementary","Signage",null,null,55,null,null,55]
["0321","Walker Elementary","TDD/TYY Comm. Equipment",375,{"$nulls":4},375]
["0511","Watkins Elementary","Area of Rescue Assistance",21600,{"$nulls":4},21600]
["0511","Watkins Elementary","Interior Doors",null,null,null,8450,null,8450]
["0511","Watkins Elementary","Non-accessible Playgrounds",null,40000,null,null,null,40000]
["0511","Watkins Elementary","Restrooms",{"$nulls":4},11245,11245]
["0511","Watkins Elementary","Signage",null,null,null,225,null,225]
["2881","Welleby Elementary","Interior Doors",null,175,null,null,null,175]
["2881","Welleby Elementary","Signage",null,null,1975,null,null,1975]
["2881","Welleby Elementary","Signage",null,null,null,110,null,110]
["2881","Welleby Elementary","TDD/TYY Comm. Equipment",null,null,null,375,null,375]
["0161","West Hollywood Elementary","Curb Ramps",null,null,2400,null,null,2400]
["0161","West Hollywood Elementary","Exterior Doors",null,null,925,null,null,925]
["0161","West Hollywood Elementary","Handrails at Existing Ramps",{"$nulls":4},1350,1350]
["0161","West Hollywood Elementary","Interior Doors",{"$nulls":4},10325,10325]
["0161","West Hollywood Elementary","Non-accessible Playgrounds",null,null,40000,null,null,40000]
["0161","West Hollywood Elementary","Non-accessible Reception Counters",{"$nulls":4},1300,1300]
["0161","West Hollywood Elementary","Showers",{"$nulls":4},2550,2550]
["0161","West Hollywood Elementary","Signage",{"$nulls":4},2900,2900]
["0161","West Hollywood Elementary","TDD/TYY Comm. Equipment",375,{"$nulls":4},375]
["2681","Westchester Elementary","Automobile & Van Accessible Parking Spaces",null,null,null,3600,null,3600]
["2681","Westchester Elementary","Exterior Doors",null,null,null,375,null,375]
["2681","Westchester Elementary","Interior Doors",null,null,null,5975,null,5975]
["2681","Westchester Elementary","Non-accessible Playgrounds",null,20000,null,null,null,20000]
["2681","Westchester Elementary","Restrooms",null,null,null,126800,null,126800]
["2681","Westchester Elementary","Signage",null,null,null,3945,null,3945]
["2681","Westchester Elementary","TDD/TYY Comm. Equipment",null,null,375,null,null,375]
["2681","Westchester Elementary","Visual Alarms location at Corridors",{"$nulls":4},400,400]
["2831","Western High","Automobile & Van Accessible Parking Spaces",null,null,null,9000,null,9000]
["2831","Western High","Curb Ramps",{"$nulls":4},648,648]
["2831","Western High","Interior Doors",null,null,null,20075,null,20075]
["2831","Western High","Non Accessible Stage",null,null,32500,null,null,32500]
["2831","Western High","Restrooms",null,null,51355,null,null,51355]
["2831","Western High","Signage",null,null,null,3135,null,3135]
["2831","Western High","Signage",{"$nulls":4},5,5]
["2831","Western High","TDD/TYY Comm. Equipment",null,375,null,null,null,375]
["2052","Westpine Middle","Automobile & Van Accessible Parking Spaces",null,null,null,1800,null,1800]
["2052","Westpine Middle","Non-accessible Reception Counters",null,null,null,1300,null,1300]
["2052","Westpine Middle","Signage",null,null,null,2310,null,2310]
["2052","Westpine Middle","TDD/TYY Comm. Equipment",null,375,null,null,null,375]
["0631","Westwood Heights Elementary","Interior Doors",5150,{"$nulls":4},5150]
["0631","Westwood Heights Elementary","Non Accessible Stage",null,32500,null,null,null,32500]
["0631","Westwood Heights Elementary","Showers",null,null,null,600,null,600]
["0631","Westwood Heights Elementary","Signage",null,null,null,55,null,55]
["0631","Westwood Heights Elementary","Signage",null,null,null,220,null,220]
["0412","Whiddon-Rogers Annex","Exterior Doors",null,525,null,null,null,525]
["0412","Whiddon-Rogers Annex","Interior Doors",{"$nulls":4},18025,18025]
["0412","Whiddon-Rogers Annex","Non Accessible Stage",null,32500,null,null,null,32500]
["0412","Whiddon-Rogers Annex","Restrooms",null,null,65125,null,null,65125]
["0412","Whiddon-Rogers Annex","Signage",null,null,2340,null,null,2340]
["0412","Whiddon-Rogers Annex","TDD/TYY Comm. Equipment",null,375,null,null,null,375]
["0412","Whiddon-Rogers Annex","Visual Alarms at Restrooms",{"$nulls":4},3500,3500]
["0452","Whiddon-Rogers Ed Center","Automobile & Van Accessible Parking Spaces",null,null,null,1800,null,1800]
["0452","Whiddon-Rogers Ed Center","Curb Ramps",648,{"$nulls":4},648]
["0452","Whiddon-Rogers Ed Center","Exterior Doors",null,null,null,725,null,725]
["0452","Whiddon-Rogers Ed Center","Interior Doors",null,4000,null,null,null,4000]
["0452","Whiddon-Rogers Ed Center","Non Accessible Stage",null,null,32500,null,null,32500]
["0452","Whiddon-Rogers Ed Center","Non Accessible Stage",null,32500,null,null,null,32500]
["0452","Whiddon-Rogers Ed Center","Non-accessible Reception Counters",null,null,2600,null,null,2600]
["0452","Whiddon-Rogers Ed Center","Non-accessible Reception Counters",null,null,null,2600,null,2600]
["0452","Whiddon-Rogers Ed Center","Restrooms",null,26760,null,null,null,26760]
["0452","Whiddon-Rogers Ed Center","Showers",null,null,null,1825,null,1825]
["0452","Whiddon-Rogers Ed Center","Signage",null,null,2580,null,null,2580]
["0452","Whiddon-Rogers Ed Center","Signage",null,null,null,1760,null,1760]
["0452","Whiddon-Rogers Ed Center","TDD/TYY Comm. Equipment",null,null,null,375,null,375]
["1752","Whispering Pines Ctr","Automobile & Van Accessible Parking Spaces",null,null,null,3600,null,3600]
["1752","Whispering Pines Ctr","Exterior Doors",null,350,null,null,null,350]
["1752","Whispering Pines Ctr","Interior Doors",null,12975,null,null,null,12975]
["1752","Whispering Pines Ctr","Signage",null,null,4450,null,null,4450]
["1752","Whispering Pines Ctr","Signage",{"$nulls":4},275,275]
["1752","Whispering Pines Ctr","TDD/TYY Comm. Equipment",null,null,null,375,null,375]
["1752","Whispering Pines Ctr","Visual Alarms at Restrooms",{"$nulls":4},10000,10000]
["0191","Wilton Manors Elementary","Curb Ramps",{"$nulls":4},2400,2400]
["0191","Wilton Manors Elementary","Exterior Doors",null,null,400,null,null,400]
["0191","Wilton Manors Elementary","Interior Doors",null,null,7925,null,null,7925]
["0191","Wilton Manors Elementary","Non Accessible Stage",null,null,null,32500,null,32500]
["0191","Wilton Manors Elementary","Signage",{"$nulls":4},55,55]
["0191","Wilton Manors Elementary","TDD/TYY Comm. Equipment",null,375,null,null,null,375]
["0991","Wingate Oaks Center","Interior Doors",2300,{"$nulls":4},2300]
["0991","Wingate Oaks Center","Restrooms",null,null,845,null,null,845]
["0991","Wingate Oaks Center","Showers",null,null,null,600,null,600]
["0991","Wingate Oaks Center","Signage",null,null,1740,null,null,1740]
["0991","Wingate Oaks Center","TDD/TYY Comm. Equipment",null,null,375,null,null,375]
["3091","Winston Park Elementary","Interior Doors",null,2775,null,null,null,2775]
["3091","Winston Park Elementary","Signage",null,null,4770,null,null,4770]
["3091","Winston Park Elementary","Signage",{"$nulls":4},165,165]
["3091","Winston Park Elementary","TDD/TYY Comm. Equipment",375,{"$nulls":4},375]
["3321","Young, Virginia S. Elementary","Interior Doors",10200,{"$nulls":4},10200]
["3321","Young, Virginia S. Elementary","Non-accessible Playgrounds",null,null,40000,null,null,40000]
["3321","Young, Virginia S. Elementary","Non-accessible Reception Counters",null,null,null,1300,null,1300]
["3321","Young, Virginia S. Elementary","Restrooms",null,null,null,1800,null,1800]
["3321","Young, Virginia S. Elementary","Signage",null,null,3945,null,null,3945]
["3321","Young, Virginia S. Elementary","TDD/TYY Comm. Equipment",null,null,null,375,null,375]
["3321","Young, Virginia S. Elementary","Visual Alarms at Restrooms",4500,{"$nulls":4},4500]
["3001","Young, Walter C. Middle","Curb Ramps",648,{"$nulls":4},648]
["3001","Young, Walter C. Middle","Signage",null,null,2145,null,null,2145]
["3001","Young, Walter C. Middle","Visual Alarms at Restrooms",{"$nulls":4},1000,1000]
[]
[]
["1.","BROWARD Total",null,125129759,110726610,83161861.5,68996425,64540050,452554705.5]
[]
["2 .","A schedule of capital outlay projects necessary to ensure the availability of satisfactory student stations for the"]
[null,"  projected student enrollment in K-12 programs."]
[null,null,null,"1999-00","2000-01","2001-02","2002-03","2003-04"]
["Loc#","Location","Project","Actual Budget","Projected Cost","Projected Cost","Projected Cost","Projected Cost","5 YEAR TOTAL"]
[1741,"Anderson, Boyd H. High","Classroom Addition",2963190,59810,null,null,null,3023000]
["1741","Anderson, Boyd H. High","New Cafeteria / Kitchen due to excessive capacity",{"$nulls":4},4924059,4924059]
["1741","Anderson, Boyd H. High","New Media Center due to excessive capacity",{"$nulls":4},3652964.7,3652964.7]
[1791,"Apollo Middle","Classroom Addition",null,null,1241117,208625,78258,1528000]
[1791,"Apollo Middle","Classroom Addition",{"$nulls":4},700000,700000]
["1791","Apollo Middle","Remodel Media Center to expand for excessive capacity",{"$nulls":4},749960.4,749960.4]
[2511,"Atlantic West Elementary","Land Acquisition",300000,{"$nulls":4},300000]
["2511","Atlantic West Elementary","New Media Center due to excessive capacity",{"$nulls":4},1345504.3,1345504.3]
["0343","Attucks Middle","New Media Center due to excessive capacity",{"$nulls":4},2535449.7,2535449.7]
["0343","Attucks Middle","Remodel Cafeteria / Kitchen to expand for excessive capacity",{"$nulls":4},1204873.6,1204873.6]
["2611","Bair Middle","New Media Center due to excessive capacity",{"$nulls":4},2225935.6,2225935.6]
["2001","Banyan Elementary","Remodel Media Center to expand for excessive capacity",{"$nulls":4},656062.4,656062.4]
[641,"Bayview Elementary","Phased Replacement II of III",6948275,1164725,null,null,null,8113000]
["0201","Bennett Elementary","New Media Center due to excessive capacity",{"$nulls":4},947786.7,947786.7]
[341,"Bethune, Mary M. Elementary","Phased Replacement II",null,544603,123124,5446273,null,6114000]
["0971","Boulevard Heights Elementary","New Cafeteria / Kitchen due to excessive capacity",{"$nulls":4},2069074,2069074]
["0971","Boulevard Heights Elementary","Remodel Media Center to expand for excessive capacity",{"$nulls":4},531680.8,531680.8]
[811,"Broadview Elementary","Classroom Addition",null,187935,1646119,306946,null,2141000]
["0811","Broadview Elementary","New Cafeteria / Kitchen due to excessive capacity",{"$nulls":4},1769880,1769880]
["0811","Broadview Elementary","New Media Center due to excessive capacity",{"$nulls":4},1347108,1347108]
[1461,"Castle Hill Elementary","Classroom Addition / New Cafeteria / Kitchen",2009703,780061,31235,null,null,2820999]
[2641,"Central Park Elementary","Classroom Addition",null,null,207591,1778824,153585,2140000]
[1421,"Coconut Creek Elementary","Classroom Addition",null,null,178177,1567208,291615,2037000]
["1421","Coconut Creek Elementary","New Cafeteria / Kitchen due to excessive capacity",{"$nulls":4},1723526,1723526]
["1681","Coconut Creek High","New Cafeteria / Kitchen due to excessive capacity",{"$nulls":4},4997804,4997804]
["1681","Coconut Creek High","New Media Center due to excessive capacity",{"$nulls":4},3707673.2,3707673.2]
[231,"Colbert Elementary","Phased Replacement I of II",null,null,516964,4272334,306702,5096000]
["0231","Colbert Elementary","Remodel Cafeteria / Kitchen to expand for excessive capacity",{"$nulls":4},502686.8,502686.8]
["0331","Collins Elementary","Remodel Media Center to expand for excessive capacity",{"$nulls":4},253258.6,253258.6]
[1211,"Cooper City Elementary","New Cafeteria / Kitchen",null,null,null,395042,2321420,2716462]
["1931","Cooper City High","Remodel Cafeteria / Kitchen to expand for excessive capacity",{"$nulls":4},1409427.6,1409427.6]
["3041","Coral Park Elementary","Remodel Cafeteria / Kitchen to expand for excessive capacity",{"$nulls":4},788636.8,788636.8]
["2551","Coral Springs Elementary","New Media Center due to excessive capacity",{"$nulls":4},1353522.8,1353522.8]
["1151","Coral Springs High","New Media Center due to excessive capacity",{"$nulls":4},3588877.6,3588877.6]
["1151","Coral Springs High","Remodel Cafeteria / Kitchen to expand for excessive capacity",{"$nulls":4},1728893.6,1728893.6]
["2561","Coral Springs Middle","Remodel Media Center to expand for excessive capacity",{"$nulls":4},1114486.8,1114486.8]
["2981","Country Isles Elementary","Remodel Cafeteria / Kitchen to expand for excessive capacity",{"$nulls":4},725594.8,725594.8]
["0901","Cresthaven Elementary","New Cafeteria / Kitchen due to excessive capacity",{"$nulls":4},1868909,1868909]
["1871","Crystal Lake Community Middle","Remodel Media Center to expand for excessive capacity",{"$nulls":4},1115763.6,1115763.6]
[1781,"Cypress Elementary","Classroom Addition",null,null,115865,1018835,190300,1325000]
["1781","Cypress Elementary","New Media Center due to excessive capacity",{"$nulls":4},1209189.8,1209189.8]
["1781","Cypress Elementary","Remodel Cafeteria / Kitchen to expand for excessive capacity",{"$nulls":4},607916.4,607916.4]
[2123,"Cypress Run Alternative / Exceptional Center","New School",null,null,500031,4405291,393678,5299000]
["1071","Dandy, Wm. Middle","Remodel Media Center to expand for excessive capacity",{"$nulls":4},773847.2,773847.2]
["0101","Dania Elementary","New Cafeteria / Kitchen due to excessive capacity",{"$nulls":4},1666637,1666637]
["2801","Davie Elementary","Remodel Media Center to expand for excessive capacity",{"$nulls":4},528276,528276]
[11,"Deerfield Beach Elementary","Phased Replacement II of II",5326510,749000,null,null,null,6075510]
[1711,"Deerfield Beach High","Classroom Addition",909648,7794639,1792713,null,null,10497000]
["1711","Deerfield Beach High","Remodel Cafeteria / Kitchen to expand for excessive capacity",{"$nulls":4},1715327.6,1715327.6]
["1711","Deerfield Beach High","Remodel Media Center to expand for excessive capacity",{"$nulls":4},1357717.2,1357717.2]
["0911","Deerfield Beach Middle","New Media Center due to excessive capacity",{"$nulls":4},2458472.1,2458472.1]
[911,"Deerfield Beach Middle","Phased Replacement",3502244,{"$nulls":4},3502244]
[371,"Dillard High","Classroom Building",10311390,1340000,null,null,null,11651390]
[371,"Dillard High","Phased Replacement & New Arts Center",36833276,1956705,1117436,null,null,39907417]
[0,"District Wide","Capitalized Cost",12131089,7626000,8276000,9125000,9125000,46283089]
[0,"District Wide","COLA",5230701,4194014,4432150,7100000,7459759,28416624]
[0,"District Wide","Contingency",10068041,4688228,8172197,11004381,3229000,37161847]
[0,"District Wide","Legal & Contingency",7902770,3600000,3600000,3600000,3600000,22302770]
[0,"District Wide","Site Acquisition",500000,500000,500000,500000,1000000,3000000]
[721,"Driftwood Elementary","Phased Replacement II of II",3730200,689800,null,null,null,4420000]
["0861","Driftwood Middle","New Cafeteria / Kitchen due to excessive capacity",{"$nulls":4},3141537,3141537]
[861,"Driftwood Middle","Phased Replacement II, III & IV of IV",4686559,{"$nulls":4},4686559]
["0861","Driftwood Middle","Remodel Media Center to expand for excessive capacity",{"$nulls":4},952519.4,952519.4]
["TBA","Elementary \"D-6\"  ","New School",1312100,9858900,1729000,null,null,12900000]
["TBA","Elementary \"E-6\"","New School",1351197,10755451,1040352,null,null,13147000]
["TBA","Elementary \"F-91\"","New School",765167,7135360,1499473,null,null,9400000]
["TBA","Elementary \"I\"","New School",{"$nulls":4},12900000,12900000]
["TBA","Elementary \"II\"","New School",{"$nulls":4},12900000,12900000]
["TBA","Elementary \"III\"","New School",{"$nulls":4},12900000,12900000]
["TBA","Elementary \"IV\"","New School",{"$nulls":4},12900000,12900000]
[3631,"Elementary \"M-91\"","New School",14161096,262512,null,null,null,14423608]
["TBA","Elementary \"N-91\"","New School",865084,7107247,1216981,210688,null,9400000]
["TBA","Elementary \"V\"","New School",{"$nulls":4},12900000,12900000]
["TBA","Elementary \"VI\"","New School",{"$nulls":4},12900000,12900000]
["TBA","Elementary \"VII\"","New School",{"$nulls":4},12900000,12900000]
["TBA","Elementary \"VIII\"","New School",{"$nulls":4},9400000,9400000]
["TBA","Elementary \"X\"","Land Acquisition",4000000,{"$nulls":4},4000000]
["TBA","Elementary \"X\"","New School",10754891,1872598,262512,null,null,12890001]
[361,"Ely High","Classroom Addition",{"$nulls":4},1000000,1000000]
[361,"Ely High","Classroom Addition",null,null,3057000,null,null,3057000]
["0361","Ely High","Remodel Cafeteria / Kitchen to expand for excessive capacity",{"$nulls":4},1268607.2,1268607.2]
["0361","Ely High","Remodel Media Center to expand for excessive capacity",{"$nulls":4},1628957.4,1628957.4]
[2942,"Everglades Elementary","New School",3717228,{"$nulls":4},3717228]
[851,"Floranada Elementary","Replacement School",8444396,1165999,null,null,null,9610395]
["3051","Forest Glen Middle","New Media Center due to excessive capacity",{"$nulls":4},2206691.2,2206691.2]
["2631","Forest Hills Elementary","New Media Center due to excessive capacity",{"$nulls":4},1329467.3,1329467.3]
["0951","Fort Lauderdale High","New Media Center due to excessive capacity",{"$nulls":4},2994899.6,2994899.6]
[951,"Fort Lauderdale High","Phased Replacement",1690555,8945749,1619750,941945,null,13197999]
["0921","Foster, Stephen Elementary","Remodel Cafeteria / Kitchen to expand for excessive capacity",{"$nulls":4},530457.2,530457.2]
["3531","Fox Trail Elementary","Remodel Media Center to expand for excessive capacity",{"$nulls":4},604751,604751]
["TBA","Gator Run Elementary","New School",3497618,{"$nulls":4},3497618]
[592,"Hallandale Adult/Community","Classroom Addition",313034,73080,2744914,541974,97997,3770999]
[131,"Hallandale Elementary","Phased Replacement II of II",1620228,11444772,null,null,null,13065000]
["0403","Hallandale High","Remodel Cafeteria / Kitchen to expand for excessive capacity",{"$nulls":4},1337660.8,1337660.8]
["0403","Hallandale High","Remodel Media Center to expand for excessive capacity",{"$nulls":4},1281614.6,1281614.6]
[491,"Harbordale Elementary","Remodel, Renovate, and Expand Cafeteria / Kitchen",{"$nulls":4},300000,300000]
["TBA","High School \"FFF\"","New School",{"$nulls":4},47095000,47095000]
[3541,"High School \"GGG\"","New School Phase I",2200094,748139,14282150,3057000,null,20287383]
[3541,"High School \"GGG\"","New School Phase II",null,null,null,2176000,22304000,24480000]
[3541,"High School \"GGG\"","Site Improvements",1800000,{"$nulls":4},1800000]
[3623,"High School \"HHH\"","New School",200094,32413913,4903922,1367932,null,38885861]
["TBA","High School \"III\"","New School",{"$nulls":4},1800000,1800000]
["TBA","High School \"III\"","Site Improvement",{"$nulls":4},5000000,5000000]
["0121","Hollywood Central Elementary","New Cafeteria / Kitchen due to excessive capacity",{"$nulls":4},1839411,1839411]
["0121","Hollywood Central Elementary","Remodel Media Center to expand for excessive capacity",{"$nulls":4},733016.2,733016.2]
[111,"Hollywood Hills Elementary","Phased Replacement II of III",null,null,477805,3599195,null,4077000]
["1661","Hollywood Hills High","New Media Center due to excessive capacity",{"$nulls":4},2860473,2860473]
["1761","Hollywood Park Elementary","New Cafeteria / Kitchen due to excessive capacity",{"$nulls":4},1645567,1645567]
["2531","Horizon Elementary","New Media Center due to excessive capacity",{"$nulls":4},1199567.6,1199567.6]
["3471","Indian Ridge Middle","Remodel Media Center to expand for excessive capacity",{"$nulls":4},921424,921424]
[1611,"King, Martin Luther Elementary","New Cafeteria / Kitchen",2523213,247370,52416,null,null,2822999]
["0831","Lake Forest Elementary","New Cafeteria / Kitchen due to excessive capacity",{"$nulls":4},1588678,1588678]
[831,"Lake Forest Elementary","Phased Replacement II of II",708466,5351152,917773,119672,null,7097063]
["0621","Larkdale Elementary","Remodel Cafeteria / Kitchen to expand for excessive capacity",{"$nulls":4},666436.4,666436.4]
["0621","Larkdale Elementary","Remodel Media Center to expand for excessive capacity",{"$nulls":4},408469.6,408469.6]
[1701,"Lauderdale Lakes Middle","Classroom Addition",{"$nulls":4},700000,700000]
["1701","Lauderdale Lakes Middle","Remodel Media Center to expand for excessive capacity",{"$nulls":4},659307.6,659307.6]
[431,"Lauderdale Manors Elementary","New Cafeteria / Kitchen",355243,2219544,279213,null,null,2854000]
[1391,"Lauderhill Middle","Classroom Addition",{"$nulls":4},700000,700000]
["1391","Lauderhill Middle","Remodel Cafeteria / Kitchen to expand for excessive capacity",{"$nulls":4},899080,899080]
["1391","Lauderhill Middle","Remodel Media Center to expand for excessive capacity",{"$nulls":4},992313,992313]
["1091","Lloyd Estates Elementary","New Media Center due to excessive capacity",{"$nulls":4},973445.9,973445.9]
[1091,"Lloyd Estates Elementary","New Media Center due to excessive capacity",null,null,null,267881,1590250,1858131]
["1091","Lloyd Estates Elementary","Remodel Cafeteria / Kitchen to expand for excessive capacity",{"$nulls":4},452785.2,452785.2]
["2741","Maplewood Elementary","New Media Center due to excessive capacity",{"$nulls":4},1324656.2,1324656.2]
[1161,"Margate Elementary","Classroom Addition",200929,1498918,338107,null,null,2037954]
["1161","Margate Elementary","Remodel Cafeteria / Kitchen to expand for excessive capacity",{"$nulls":4},685960.8,685960.8]
[581,"Margate Middle","Classroom Addition",259663,2248376,411076,138885,null,3058000]
["0581","Margate Middle","Remodel Cafeteria / Kitchen to expand for excessive capacity",{"$nulls":4},1242911.6,1242911.6]
["0581","Margate Middle","Remodel Media Center to expand for excessive capacity",{"$nulls":4},984705.4,984705.4]
[1671,"Markham, Robert Elementary","New Cafeteria / Kitchen",375251,2226132,252617,null,null,2854000]
["1671","Markham, Robert Elementary","Remodel Cafeteria / Kitchen to expand for excessive capacity",{"$nulls":4},725435.2,725435.2]
[241,"McArthur High","Classroom Addition/Phased Repl. II of III",1199583,8739083,1322750,null,null,11261416]
[241,"McArthur High","Phased Replacement III of III",{"$nulls":4},9000000,9000000]
[341,"McNab Elementary","Phased Replacement",1964983,{"$nulls":4},1964983]
["0841","McNab Elementary","Remodel Cafeteria / Kitchen to expand for excessive capacity",{"$nulls":4},822472,822472]
["0841","McNab Elementary","Remodel Media Center to expand for excessive capacity",{"$nulls":4},634543,634543]
[761,"Meadowbrook Elementary","Phased Replacement II of II",5063000,{"$nulls":4},5063000]
["TBA","Middle \"GG\"","New School",510168,14486494,2480962,429376,null,17907000]
["TBA","Middle \"GG\"/Elementary \"N-91\" Site","Site Acquisition",4300000,{"$nulls":4},4300000]
[3101,"Middle \"HH\"","New School",22854728,{"$nulls":4},22854728]
[3711,"Middle \"II\"","Land Acquisition",3000000,{"$nulls":4},3000000]
[3711,"Middle \"II\"","New School",302130,14543720,3056945,null,null,17902795]
[3622,"Middle \"KK\"","New School",22300456,1000000,null,null,null,23300456]
[3611,"Middle \"LL\"","Land Acquisition",{"$nulls":4},600000,600000]
["TBA","Middle \"LL\"","New School",{"$nulls":4},19137000,19137000]
[3671,"Middle \"MM\"","New School",21683031,2333881,1869088,null,null,25886000]
[1751,"Miramar High","Classroom Addition",null,874422,6870578,null,null,7745000]
["1751","Miramar High","New Cafeteria / Kitchen due to excessive capacity",{"$nulls":4},4648042,4648042]
["1841","Mirror Lake Elementary","Remodel Cafeteria / Kitchen to expand for excessive capacity",{"$nulls":4},659626.8,659626.8]
["2691","Morrow Elementary","New Media Center due to excessive capacity",{"$nulls":4},1406444.9,1406444.9]
[341,"Norcrest Elementary","Phased Replacement",930992,{"$nulls":4},930992]
[521,"North Andrews Gardens Elementary","Phased Replacement III of III",557260,3465000,null,null,null,4022260]
["TBA","North Area Alternative High","New School",null,306000,null,null,null,306000]
[1191,"North Fork Elementary","Classroom Addition",187300,1498918,338636,13146,null,2038000]
["1191","North Fork Elementary","Remodel Cafeteria / Kitchen to expand for excessive capacity",{"$nulls":4},630260.4,630260.4]
[2231,"North Lauderdale Elementary","Classroom Addition",null,null,1744182,357315,39502,2140999]
["2231","North Lauderdale Elementary","New Media Center due to excessive capacity",{"$nulls":4},1329467.3,1329467.3]
["1241","Northeast High","New Cafeteria / Kitchen due to excessive capacity",{"$nulls":4},4055975,4055975]
[1221,"Northside Elementary","New Cafeteria / Kitchen",2995000,{"$nulls":4},2995000]
["1271","Nova Eisenhower Elementary","New Cafeteria / Kitchen due to excessive capacity",{"$nulls":4},1784629,1784629]
["1282","Nova Forman Elementary","Remodel Cafeteria / Kitchen to expand for excessive capacity",{"$nulls":4},586264,586264]
["1281","Nova High","Remodel Media Center to expand for excessive capacity",{"$nulls":4},1466431.4,1466431.4]
[31,"Oakland Park Elementary","Classroom Addition",null,115865,1018835,190300,null,1325000]
["0461","Oakridge Elementary","Remodel Cafeteria / Kitchen to expand for excessive capacity",{"$nulls":4},661808,661808]
["0711","Orange Brook Elementary","New Media Center due to excessive capacity",{"$nulls":4},1191549.1,1191549.1]
[711,"Orange Brook Elementary","Phased Replacement I",null,null,726734,164357,2242000,3133091]
[1831,"Oriole Elementary","Classroom Addition",null,214212,1880849,350939,null,2446000]
[1131,"Palmview Elementary","New Cafeteria / Kitchen",null,null,null,273034,2226349,2499383]
["3571","Panther Run Elementary","Remodel Media Center to expand for excessive capacity",{"$nulls":4},604751,604751]
[1951,"Park Ridge Elementary","Classroom Addition",null,null,115865,1018835,190299,1324999]
["0701","Parkway Middle","New Cafeteria / Kitchen due to excessive capacity",{"$nulls":4},3954839,3954839]
["0701","Parkway Middle","New Media Center due to excessive capacity",{"$nulls":4},3010144.9,3010144.9]
[1221,"Pembroke Pines Elementary","New Cafeteria / Kitchen",null,null,null,375251,2226132,2601383]
["1221","Pembroke Pines Elementary","Remodel Cafeteria / Kitchen to expand for excessive capacity",{"$nulls":4},707613.2,707613.2]
[1631,"Perry, Annabel Elementary","Classroom Addition",null,231730,2037670,379600,null,2649000]
["1631","Perry, Annabel Elementary","Remodel Cafeteria / Kitchen to expand for excessive capacity",{"$nulls":4},453530,453530]
["1011","Perry, Henry D. Middle","Remodel Media Center to expand for excessive capacity",{"$nulls":4},778129.8,778129.8]
[931,"Peters Elementary","Classroom Addition & Renovation",null,null,236673,2033227,175100,2445000]
["0931","Peters Elementary","Remodel Cafeteria / Kitchen to expand for excessive capacity",{"$nulls":4},548864.4,548864.4]
[653,"Pine Ridge Alternative Center","Classroom Addition",93056,814905,null,null,null,907961]
["2861","Pines Lakes Elementary","New Media Center due to excessive capacity",{"$nulls":4},1326259.9,1326259.9]
["1881","Pines Middle","Remodel Media Center to expand for excessive capacity",{"$nulls":4},613502.4,613502.4]
["2811","Pinewood Elementary","New Media Center due to excessive capacity",{"$nulls":4},1359937.6,1359937.6]
["2571","Pioneer Middle","New Media Center due to excessive capacity",{"$nulls":4},2272442.9,2272442.9]
[1421,"Piper High","Classroom Addition",6502367,{"$nulls":4},6502367]
["1901","Piper High","New Media Center due to excessive capacity",{"$nulls":4},3198102.6,3198102.6]
["1901","Piper High","Remodel Cafeteria / Kitchen to expand for excessive capacity",{"$nulls":4},1996489.6,1996489.6]
[941,"Plantation Elementary","New School",11197059,400000,null,null,null,11597059]
[1451,"Plantation High","Classroom Addition",6796898,894121,330981,null,null,8022000]
[551,"Plantation Middle","Classroom Addition",1501104,304896,null,null,null,1806000]
[185,"Pompano Beach High School Institute of International Studies","Phased Replacement II of III",1479789,20759357,1418400,824358,null,24481904]
["0021","Pompano Beach Middle","New Cafeteria / Kitchen due to excessive capacity",{"$nulls":4},2292416,2292416]
["2721","Ramblewood Elementary","New Media Center due to excessive capacity",{"$nulls":4},1350315.4,1350315.4]
[2711,"Ramblewood Middle","Classroom Addition",null,null,null,450000,3375000,3825000]
["2711","Ramblewood Middle","Remodel Media Center to expand for excessive capacity",{"$nulls":4},1170825.6,1170825.6]
[2121,"Rickards Middle","Classroom Addition",{"$nulls":4},2500000,2500000]
["0151","Riverland Elementary","New Media Center due to excessive capacity",{"$nulls":4},1262111.9,1262111.9]
["3031","Riverside Elementary","Remodel Cafeteria / Kitchen to expand for excessive capacity",{"$nulls":4},656966.8,656966.8]
["0681","Rock Island Elementary","Remodel Media Center to expand for excessive capacity",{"$nulls":4},431585,431585]
[1851,"Royal Palm Elementary","Classroom Addition & Cafeteria / Kitchen Remodeling",3187656,1016907,40437,null,null,4245000]
["3431","Sawgrass Springs Middle","Remodel Media Center to expand for excessive capacity",{"$nulls":4},784434,784434]
["TBA","School \"Y\" K-8","New School",1714205,{"$nulls":4},1714205]
[601,"Seagull School","New Media Center",{"$nulls":4},300000,300000]
["1891","Seminole Middle","New Media Center due to excessive capacity",{"$nulls":4},1828218,1828218]
["1321","Sheridan Park Elementary","New Cafeteria / Kitchen due to excessive capacity",{"$nulls":4},1738275,1738275]
["3371","Silver Lakes Elementary","Remodel Media Center to expand for excessive capacity",{"$nulls":4},604751,604751]
[2971,"Silver Lakes Middle","Classroom Addition",2145094,357980,117926,null,null,2621000]
["2971","Silver Lakes Middle","New Media Center due to excessive capacity",{"$nulls":4},2126506.2,2126506.2]
[171,"South Broward High","Complete Phased Replacement III of III",null,null,1500000,8500000,null,10000000]
[171,"South Broward High","Phased Replacement II of III",29617878,2444905,1421217,null,null,33484000]
[2351,"South Plantation High","Classroom Addition",null,null,7561743,1610257,null,9172000]
["2351","South Plantation High","New Cafeteria / Kitchen due to excessive capacity",{"$nulls":4},4730215,4730215]
["2351","South Plantation High","Remodel Media Center to expand for excessive capacity",{"$nulls":4},1223201,1223201]
["0211","Stranahan High","Classroom Addition",2200945,{"$nulls":4},2200945]
["0211","Stranahan High","New Media Center due to excessive capacity",{"$nulls":4},3221549.1,3221549.1]
["0211","Stranahan High","Remodel Cafeteria / Kitchen to expand for excessive capacity",{"$nulls":4},1903123.6,1903123.6]
[1171,"Sunshine Elementary","Classroom Addition",1723726,389531,15118,null,null,2128375]
[2621,"Tamarac Elementary","Classroom Addition",4371131,219870,null,null,null,4591001]
["2621","Tamarac Elementary","New Media Center due to excessive capacity",{"$nulls":4},1475404,1475404]
[2751,"Taravella J P High","Classroom Addition",5741716,1000224,null,null,null,6741940]
["2751","Taravella J P High","New Media Center due to excessive capacity",{"$nulls":4},3434130.7,3434130.7]
["2751","Taravella J P High","Remodel Cafeteria / Kitchen to expand for excessive capacity",{"$nulls":4},1668139.2,1668139.2]
[571,"Tedder Elementary","New Cafeteria / Kitchen",3609240,321519,111242,null,null,4042001]
["0731","Tropical Elementary","Remodel Cafeteria / Kitchen to expand for excessive capacity",{"$nulls":4},831037.2,831037.2]
["0731","Tropical Elementary","Remodel Media Center to expand for excessive capacity",{"$nulls":4},564531.8,564531.8]
[1621,"Village Elementary","Classroom Addition",2968593,609744,23662,null,null,3601999]
[1621,"Village Elementary","Remodel, Renovate, and Expand Cafeteria / Kitchen",null,468209,3166031,321519,111241,4067000]
[321,"Walker Elementary","Classroom Addition",335976,2882727,246297,null,null,3465000]
[321,"Walker Elementary","New Cafeteria / Kitchen",null,null,null,267881,2333502,2601383]
["0511","Watkins Elementary","Remodel Media Center to expand for excessive capacity",{"$nulls":4},604751,604751]
["2681","Westchester Elementary","New Media Center due to excessive capacity",{"$nulls":4},1440122.6,1440122.6]
["2831","Western High","Remodel Media Center to expand for excessive capacity",{"$nulls":4},1505054.6,1505054.6]
[341,"Westwood Heights Elementary","Phased Replacement",1983799,{"$nulls":4},1983799]
[452,"Whiddon-Rogers Ed Center","Classroom Addition",4035379,1162621,null,null,null,5198000]
[191,"Wilton Manors Elementary","Phased Replacement II of II",5256517,{"$nulls":4},5256517]
[3091,"Winston Park Elementary","Classroom Addition",null,null,2159606,441724,48670,2650000]
["3321","Young, Virginia S. Elementary","Remodel Media Center to expand for excessive capacity",{"$nulls":4},472203.2,472203.2]
["3001","Young, Walter C. Middle","New Cafeteria / Kitchen due to excessive capacity",{"$nulls":4},2918195,2918195]
[{"$nulls":8},0]
[{"$nulls":8},0]
[{"$nulls":8},0]
[{"$nulls":8},0]
[{"$nulls":8},0]
[{"$nulls":8},0]
[{"$nulls":8},0]
["2 .","BROWARD Total",null,358779902,223307573,109348207,81151050,431819132.1999999,1204405864.1999998]
[null,null,null,295176137,238385850,148446439.5,131619918,356319769.1999999,1169948113.6999998]
[null,"THIS SCHEDULE SHALL CONSIDER:"]
[]
["2a.","Locations, capacities, and planned utilization rates of current educational facilities of the district. (Include both permanent and relocatable facilities)"]
[null,null,"1998-99 FISH Satisfactory","Actual 1998-99","Actual 1998-99","Actual 1998-99","New Stu Capacity to","Projected 2003-04","Projected 2003-04"]
["Loc#","Location","Student Stations","FISH Capacity ","CO-FTE ","Utilization","be added (removed)","CO-FTE ","Utilization"]
[1741,"Anderson, Boyd H. High",2888,2744,2456,0.9,191,2967,1.01]
[1791,"Apollo Middle",1640,1476,1475,1,21,1527,1.02]
[2511,"Atlantic West Elementary",863,863,927,1.07,0,853,0.99]
[343,"Attucks Middle",1757,1581,1183,0.75,0,1193,0.75]
[2611,"Bair Middle",1943,1749,1776,1.02,-364,1889,1.36]
[2001,"Banyan Elementary",934,934,1076,1.15,0,930,1]
[641,"Bayview Elementary",476,476,512,1.08,170,408,0.63]
[201,"Bennett Elementary",649,649,463,0.71,24,495,0.74]
[341,"Bethune, Mary M. Elementary",1212,1212,1078,0.89,-160,1080,1.03]
[971,"Boulevard Heights Elementary",982,982,940,0.96,0,932,0.95]
[871,"Bright Horizons School",291,291,197,0.68,0,200,0.69]
[811,"Broadview Elementary",1029,1029,963,0.94,56,1067,0.98]
[501,"Broward Estates Elementary",787,787,810,1.03,-24,778,1.02]
[1382,"Castle Hill Annex",436,436,489,1.12,0,537,1.23]
[1461,"Castle Hill Elementary",881,881,669,0.76,-35,723,0.85]
[2641,"Central Park Elementary",1014,1014,1164,1.15,62,1165,1.08]
[2961,"Chapel Trail Elementary",1430,1430,1308,0.91,-192,1299,1.05]
[1421,"Coconut Creek Elementary",999,999,1107,1.11,32,909,0.88]
[1681,"Coconut Creek High",2731,2594,2456,0.95,-261,2553,1.09]
[231,"Colbert Elementary",946,946,776,0.82,-62,871,0.99]
[331,"Collins Elementary",481,481,294,0.61,0,333,0.69]
[1211,"Cooper City Elementary",1033,1033,1047,1.01,0,987,0.96]
[1931,"Cooper City High",2275,2161,2164,1,0,2364,1.09]
[3041,"Coral Park Elementary",883,883,946,1.07,0,829,0.94]
[2551,"Coral Springs Elementary",888,888,905,1.02,0,893,1.01]
[1151,"Coral Springs High",2932,2785,2663,0.96,-493,2776,1.21]
[2561,"Coral Springs Middle",1754,1579,1583,1,260,1823,0.99]
[3111,"Country Hills Elementary",1191,1191,1296,1.09,-384,1378,1.71]
[2981,"Country Isles Elementary",1075,1075,799,0.74,-216,1051,1.22]
[901,"Cresthaven Elementary",887,887,695,0.78,0,656,0.74]
[221,"Croissant Park Elementary",1002,1002,913,0.91,-168,838,1]
[3222,"Cross Creek School",187,187,163,0.87,-80,147,1.37]
[1871,"Crystal Lake Community Middle",2026,1823,1499,0.82,-520,1623,1.25]
[1781,"Cypress Elementary",804,804,668,0.83,100,766,0.85]
[2123,"Cypress Run Alternative / Exceptional Center",180,180,124,0.69,18,200,1.01]
[1071,"Dandy, Wm. Middle",1882,1694,1644,0.97,-312,1780,1.29]
[101,"Dania Elementary",791,791,546,0.69,0,578,0.73]
[2801,"Davie Elementary",1101,1101,1015,0.92,-264,864,1.03]
[11,"Deerfield Beach Elementary",742,742,768,1.04,0,799,1.08]
[1711,"Deerfield Beach High",2664,2531,2683,1.06,46,3048,1.18]
[911,"Deerfield Beach Middle",2220,1998,1898,0.95,-494,2141,1.42]
[391,"Deerfield Park Elementary",868,868,646,0.74,0,713,0.82]
[271,"Dillard Elementary",922,922,788,0.85,0,634,0.69]
[371,"Dillard High",3904,3709,2335,0.63,-377,2526,0.76]
[3221,"Drew Elementary",772,772,661,0.86,48,591,0.72]
[301,"Drew Resource Center",750,750,0,0,0,145,0.19]
[721,"Driftwood Elementary",941,941,766,0.81,-120,726,0.88]
[861,"Driftwood Middle",1709,1538,1330,0.86,-260,1505,1.18]
[3461,"Eagle Point Elementary",1236,1236,1282,1.04,0,1263,1.02]
[3441,"Eagle Ridge Elementary",1140,1140,1070,0.94,0,1268,1.11]
[361,"Ely High",2501,2376,2353,0.99,-90,2628,1.15]
[3191,"Embassy Creek Elementary",899,899,1078,1.2,-48,929,1.09]
[2942,"Everglades Elementary",1085,1085,789,0.73,0,1228,1.13]
[1641,"Fairway Elementary",926,926,1049,1.13,-72,1009,1.18]
[2541,"Flamingo Elementary",912,912,910,1,-144,824,1.07]
[3513,"Flanagan High-9Th Grade Ctr",1502,1427,1020,0.71,-377,0,0]
[3391,"Flanagan, Charles High",2835,2693,3062,1.14,0,6300,2.34]
[851,"Floranada Elementary",1025,1025,659,0.64,-216,590,0.73]
[3051,"Forest Glen Middle",1830,1647,1464,0.89,-78,1504,0.96]
[2631,"Forest Hills Elementary",877,877,1062,1.21,-48,926,1.12]
[951,"Fort Lauderdale High",2133,2026,1791,0.88,527,1853,0.73]
[921,"Foster, Stephen Elementary",786,786,682,0.87,-48,687,0.93]
[3531,"Fox Trail Elementary",1025,1025,985,0.96,0,1081,1.05]
[3642,"Gator Run Elementary",1085,1085,599,0.55,0,1678,1.55]
[2851,"Griffin Elementary",856,856,822,0.96,0,704,0.82]
[592,"Hallandale Adult/Community",1413,1413,729,0.52,360,1250,0.71]
[131,"Hallandale Elementary",792,792,978,1.23,311,992,0.9]
[403,"Hallandale High",1929,1833,1486,0.81,43,1782,0.95]
[491,"Harbordale Elementary",515,515,429,0.83,0,397,0.77]
[3131,"Hawkes Bluff Elementary",1015,1015,1141,1.12,-24,1184,1.19]
[121,"Hollywood Central Elementary",873,873,1114,1.28,0,1081,1.24]
[111,"Hollywood Hills Elementary",779,779,849,1.09,-240,858,1.59]
[1661,"Hollywood Hills High",1978,1879,1965,1.05,232,2234,1.06]
[1761,"Hollywood Park Elementary",781,781,593,0.76,0,584,0.75]
[2531,"Horizon Elementary",856,856,922,1.08,-72,861,1.1]
[1971,"Hunt, James S. Elementary",886,886,896,1.01,0,976,1.1]
[3471,"Indian Ridge Middle",1944,1750,1836,1.05,104,2121,1.14]
[3181,"Indian Trace Elementary",1071,1071,1206,1.13,-240,1135,1.37]
[1611,"King, Martin Luther Elementary",1155,1155,883,0.76,-216,801,0.85]
[831,"Lake Forest Elementary",892,892,715,0.8,0,824,0.92]
[3591,"Lakeside Elementary",1025,1025,781,0.76,0,1558,1.52]
[621,"Larkdale Elementary",1060,1060,931,0.88,-312,801,1.07]
[1701,"Lauderdale Lakes Middle",1462,1316,1198,0.91,-54,1571,1.24]
[431,"Lauderdale Manors Elementary",990,990,855,0.86,0,825,0.83]
[1391,"Lauderhill Middle",1843,1659,1319,0.8,-470,1484,1.25]
[1381,"Lauderhill, P. T. Elementary",1140,1140,908,0.8,0,947,0.83]
[1091,"Lloyd Estates Elementary",760,760,805,1.06,0,844,1.11]
[2741,"Maplewood Elementary",886,886,881,0.99,48,848,0.91]
[1161,"Margate Elementary",1057,1057,1264,1.2,206,1324,1.05]
[581,"Margate Middle",1707,1536,1680,1.09,38,2077,1.32]
[1671,"Markham, Robert Elementary",812,812,447,0.55,0,441,0.54]
[3291,"Marshall, Thurgood Elementary",890,890,784,0.88,0,669,0.75]
[241,"McArthur High",2141,2034,2116,1.04,284,2443,1.05]
[1291,"McFatter Voc-Tech Center",1131,1131,229,0.2,0,590,0.52]
[841,"McNab Elementary",845,845,708,0.84,0,780,0.92]
[481,"McNicol Middle",1949,1754,1596,0.91,-78,1715,1.02]
[761,"Meadowbrook Elementary",782,782,562,0.72,206,654,0.66]
[531,"Miramar Elementary",883,883,883,1,0,829,0.94]
[1751,"Miramar High",2529,2403,1950,0.81,452,2254,0.79]
[1841,"Mirror Lake Elementary",897,897,701,0.78,-24,740,0.85]
[2691,"Morrow Elementary",877,877,791,0.9,0,737,0.84]
[881,"New River Middle",2050,1845,1804,0.98,-130,1835,1.07]
[2671,"Nob Hill Elementary",878,878,921,1.05,-24,923,1.08]
[561,"Norcrest Elementary",651,651,737,1.13,0,684,1.05]
[521,"North Andrews Gardens Elementary",927,927,1034,1.12,-223,937,1.33]
[1191,"North Fork Elementary",845,845,641,0.76,-22,601,0.73]
[2231,"North Lauderdale Elementary",1074,1074,1097,1.02,38,1117,1]
[41,"North Side Elementary",644,644,555,0.86,0,526,0.82]
[1241,"Northeast High",2025,1924,1893,0.98,0,2142,1.11]
[1271,"Nova Eisenhower Elementary",979,979,966,0.99,-72,993,1.09]
[1282,"Nova Forman Elementary",1251,1251,975,0.78,-24,1000,0.81]
[1281,"Nova High",2348,2231,2011,0.9,-203,2100,1.04]
[1311,"Nova Middle",1729,1556,1504,0.97,-546,1500,1.49]
[31,"Oakland Park Elementary",672,672,635,0.94,-210,649,1.4]
[461,"Oakridge Elementary",820,820,743,0.91,0,748,0.91]
[471,"Olsen Middle",2172,1955,1648,0.84,0,1742,0.89]
[711,"Orange Brook Elementary",759,759,691,0.91,-24,738,1]
[1831,"Oriole Elementary",735,735,784,1.07,38,774,1]
[3311,"Palm Cove Elementary",1023,1023,1127,1.1,-48,1035,1.06]
[1131,"Palmview Elementary",684,684,524,0.77,24,498,0.7]
[3571,"Panther Run Elementary",1025,1025,968,0.94,0,1146,1.12]
[1951,"Park Ridge Elementary",860,860,716,0.83,-212,782,1.21]
[3171,"Park Springs Elementary",874,874,888,1.02,0,898,1.03]
[701,"Parkway Middle",2346,2111,1780,0.84,-442,1807,1.08]
[2071,"Pasadena Lakes Elementary",848,848,912,1.08,-72,798,1.03]
[2661,"Pembroke Lakes Elementary",908,908,945,1.04,-192,783,1.09]
[1221,"Pembroke Pines Elementary",895,895,894,1,-48,728,0.86]
[1631,"Perry, Annabel Elementary",925,925,817,0.88,14,866,0.92]
[1011,"Perry, Henry D. Middle",2040,1836,1700,0.93,-104,1859,1.07]
[931,"Peters Elementary",909,909,954,1.05,38,904,0.95]
[653,"Pine Ridge Alternative Center",196,196,169,0.86,84,300,1.07]
[2861,"Pines Lakes Elementary",989,989,767,0.78,-24,840,0.87]
[1881,"Pines Middle",1848,1663,1222,0.73,-390,1701,1.34]
[2811,"Pinewood Elementary",918,918,1075,1.17,24,1086,1.15]
[2571,"Pioneer Middle",1769,1592,1640,1.03,-78,1651,1.09]
[1901,"Piper High",3337,3170,2983,0.94,307,3503,1.01]
[941,"Plantation Elementary",1025,1025,651,0.64,-120,611,0.68]
[1451,"Plantation High",2818,2677,2503,0.94,46,3027,1.11]
[551,"Plantation Middle",1206,1085,1114,1.03,47,1218,1.08]
[1251,"Plantation Park Elementary",580,580,697,1.2,48,630,1]
[751,"Pompano Beach Elementary",799,799,822,1.03,-48,772,1.03]
[185,"Pompano Beach High School Institute of International Studies",538,511,251,0.49,0,651,1.27]
[21,"Pompano Beach Middle",1589,1430,1198,0.84,-364,1310,1.23]
[3121,"Quiet Waters Elementary",939,939,985,1.05,96,1103,1.07]
[2721,"Ramblewood Elementary",914,914,952,1.04,-72,809,0.96]
[2711,"Ramblewood Middle",1972,1775,1779,1,-218,1731,1.11]
[2121,"Rickards Middle",1414,1273,1335,1.05,176,1446,1]
[2891,"Riverglades Elementary",933,933,1181,1.27,-72,1469,1.71]
[151,"Riverland Elementary",887,887,666,0.75,-24,654,0.76]
[3031,"Riverside Elementary",919,919,1042,1.13,-48,851,0.98]
[681,"Rock Island Elementary",675,675,499,0.74,-48,432,0.69]
[1851,"Royal Palm Elementary",1384,1384,1412,1.02,12,1414,1.01]
[891,"Sanders Park Elementary",870,870,679,0.78,-24,681,0.8]
[3061,"Sandpiper Elementary",977,977,1056,1.08,24,962,0.96]
[3401,"Sawgrass Elementary",934,934,934,1,48,1100,1.12]
[3431,"Sawgrass Springs Middle",1739,1565,1685,1.08,26,1682,1.06]
[2871,"Sea Castle Elementary",894,894,979,1.1,-48,984,1.16]
[601,"Seagull School",693,693,393,0.57,-220,522,1.1]
[1891,"Seminole Middle",1687,1518,1297,0.85,-468,1467,1.4]
[1811,"Sheridan Hills Elementary",750,750,738,0.98,24,765,0.99]
[1321,"Sheridan Park Elementary",825,825,722,0.88,0,940,1.14]
[3371,"Silver Lakes Elementary",1025,1025,764,0.75,336,1426,1.05]
[2971,"Silver Lakes Middle",1739,1565,1615,1.03,-312,1832,1.46]
[3491,"Silver Palms Elementary",1303,1303,1016,0.78,-120,1164,0.98]
[3081,"Silver Ridge Elementary",877,877,700,0.8,-168,641,0.9]
[3331,"Silver Trail Middle",2109,1898,2092,1.1,0,3062,1.61]
[405,"South Area Alternative Center",235,235,180,0.77,0,200,0.85]
[171,"South Broward High",2194,2084,1787,0.86,261,2152,0.92]
[2351,"South Plantation High",2494,2369,2461,1.04,655,2888,0.96]
[691,"Stirling Elementary",822,822,843,1.03,-48,909,1.17]
[3011,"Stoneman Douglas High",3699,3514,3093,0.88,-638,3430,1.19]
[211,"Stranahan High",2392,2272,2028,0.89,-87,2222,1.02]
[611,"Sunland Park Elementary",677,677,545,0.81,0,630,0.93]
[251,"Sunrise Middle",1830,1647,1413,0.86,-286,1455,1.07]
[422,"Sunset School",460,460,208,0.45,0,168,0.37]
[1171,"Sunshine Elementary",856,856,1033,1.21,158,1021,1.01]
[2621,"Tamarac Elementary",1088,1088,1413,1.3,-34,1470,1.39]
[2751,"Taravella J P High",3006,2856,2759,0.97,-70,2855,1.02]
[571,"Tedder Elementary",785,785,821,1.05,0,897,1.14]
[3151,"Tequesta Trace Middle",1671,1504,2120,1.41,-156,3076,2.28]
[1021,"The Quest Center",263,263,232,0.88,0,198,0.75]
[3481,"Tradewinds Elementary",1043,1043,1136,1.09,216,1325,1.05]
[731,"Tropical Elementary",882,882,811,0.92,0,828,0.94]
[1621,"Village Elementary",1151,1151,1031,0.9,-58,1024,0.94]
[321,"Walker Elementary",1056,1056,917,0.87,88,872,0.76]
[511,"Watkins Elementary",1025,1025,920,0.9,0,1057,1.03]
[2881,"Welleby Elementary",922,922,1014,1.1,-72,949,1.12]
[161,"West Hollywood Elementary",862,862,743,0.86,0,771,0.89]
[2681,"Westchester Elementary",1196,1196,1213,1.01,-264,1189,1.28]
[2831,"Western High",2528,2402,1787,0.74,-493,4791,2.51]
[2832,"Western High Annex",1181,1122,894,0.8,-1122,0,0]
[2913,"Western High-9Th Grade Ctr",1426,1355,893,0.66,-1314,0,0]
[2052,"Westpine Middle",1897,1707,1842,1.08,-364,1941,1.45]
[631,"Westwood Heights Elementary",1414,1414,737,0.52,-384,622,0.6]
[452,"Whiddon-Rogers Ed Center",593,593,954,1.61,360,1250,1.31]
[1752,"Whispering Pines Ctr",166,166,192,1.16,0,221,1.33]
[191,"Wilton Manors Elementary",835,835,681,0.82,-144,817,1.18]
[991,"Wingate Oaks Center",304,304,212,0.7,0,215,0.71]
[3091,"Winston Park Elementary",1069,1069,1156,1.08,206,1330,1.04]
[3321,"Young, Virginia S. Elementary",878,878,877,1,0,967,1.1]
[3001,"Young, Walter C. Middle",2146,1931,1917,0.99,-442,2532,1.7]
[]
[]
[null,201]
[]
[]
["2a.","BROWARD Total",248963,239654,221812,0.93,-11842,242595,1.06]
[]
["2b.","Proposed Location of Planned Facilities"]
[null,"See Map"]
[{"$nulls":6},"# of Units","Projected "]
["2c1.","Plans for the use and location of relocatable classroom facilities assigned student capacity.",null,null,null,"Number NOT meeting","projected","( increase ) /","Total age of all"]
[{"$nulls":5},"standards to be used","to be in use","decrease in # of","relocatables in"]
["LOC#","Location","Actual # of Units in 1998-99","Owner","Student Stations","as classroom space","in 2003-04","units by 2003-04","Column \"C\""]
[1741,"Anderson, Boyd H. High",17,"SBBC",428,13,0,17,553]
[1791,"Apollo Middle",12,"SBBC",310,4,7,5,248]
[2511,"Atlantic West Elementary",1,"SBBC",24,0,1,0,10]
[343,"Attucks Middle",0,null,0,0,0,0,0]
[2611,"Bair Middle",14,"SBBC",335,4,0,14,284]
[2001,"Banyan Elementary",9,"SBBC",188,0,9,0,101]
[641,"Bayview Elementary",4,"SBBC",93,0,0,4,45]
[201,"Bennett Elementary",1,"SBBC",8,0,2,-1,11]
[341,"Bethune, Mary M. Elementary",22,"SBBC",446,4,7,15,343]
[971,"Boulevard Heights Elementary",0,null,0,0,0,0,0]
[811,"Broadview Elementary",7,"SBBC",92,6,1,6,74]
[811,"Broadview Elementary",3,"Fed",72,3,0,3,90]
[501,"Broward Estates Elementary",6,"SBBC",116,1,5,1,95]
[1382,"Castle Hill Annex",0,null,0,0,0,0,0]
[1461,"Castle Hill Elementary",8,"SBBC",195,0,2,6,92]
[2641,"Central Park Elementary",8,"SBBC",169,0,2,6,96]
[2961,"Chapel Trail Elementary",13,"SBBC",340,4,5,8,182]
[1421,"Coconut Creek Elementary",7,"SBBC",161,1,0,7,97]
[1681,"Coconut Creek High",9,"SBBC",234,8,0,9,294]
[231,"Colbert Elementary",10,"SBBC",217,4,0,10,201]
[331,"Collins Elementary",1,"SBBC",12,0,1,0,12]
[331,"Collins Elementary",1,"GE Capital",25,0,1,0,8]
[1211,"Cooper City Elementary",6,"SBBC",157,3,6,0,123]
[1931,"Cooper City High",9,"SBBC",237,8,9,0,281]
[3041,"Coral Park Elementary",0,null,0,0,0,0,0]
[2551,"Coral Springs Elementary",2,"SBBC",44,0,2,0,26]
[1151,"Coral Springs High",17,"SBBC",469,9,0,17,425]
[2561,"Coral Springs Middle",9,"SBBC",204,7,19,-10,287]
[3111,"Country Hills Elementary",16,"SBBC",346,4,0,16,277]
[2981,"Country Isles Elementary",9,"SBBC",192,1,0,9,134]
[901,"Cresthaven Elementary",0,null,0,0,0,0,0]
[221,"Croissant Park Elementary",11,"SBBC",143,4,4,7,132]
[1871,"Crystal Lake Community Middle",20,"SBBC",401,12,0,20,326]
[1781,"Cypress Elementary",0,null,0,0,0,0,0]
[1071,"Dandy, Wm. Middle",12,"SBBC",270,8,0,12,289]
[1071,"Dandy, Wm. Middle",1,"Fed",26,1,0,1,30]
[101,"Dania Elementary",0,null,0,0,0,0,0]
[2801,"Davie Elementary",13,"SBBC",281,3,2,11,170]
[11,"Deerfield Beach Elementary",0,null,0,0,0,0,0]
[1711,"Deerfield Beach High",22,"SBBC",575,12,0,22,582]
[911,"Deerfield Beach Middle",21,"SBBC",510,9,2,19,494]
[911,"Deerfield Beach Middle",1,"Fed",12,1,0,1,30]
[391,"Deerfield Park Elementary",0,null,0,0,0,0,0]
[271,"Dillard Elementary",0,null,0,0,0,0,0]
[371,"Dillard High",13,"SBBC",368,3,0,13,223]
[3221,"Drew Elementary",0,null,0,0,2,-2,0]
[721,"Driftwood Elementary",5,"SBBC",104,0,0,5,55]
[861,"Driftwood Middle",10,"SBBC",208,5,0,10,110]
[861,"Driftwood Middle",9,"Resun Leasing",270,0,0,9,83]
[861,"Driftwood Middle",12,"GE/R",358,0,0,12,114]
[3461,"Eagle Point Elementary",3,"SBBC",52,2,3,0,92]
[3441,"Eagle Ridge Elementary",0,null,0,0,0,0,0]
[3781,"Elementary D-6",0,null,0,0,0,0,0]
[null,"Elementary E-6",0,null,0,0,0,0,0]
[3631,"Elementary M-91",0,null,0,0,0,0,0]
[3551,"Elementary X",0,null,0,0,0,0,0]
[361,"Ely High",10,"SBBC",262,3,1,9,165]
[361,"Ely High",1,"GE/R",29,0,0,1,10]
[3191,"Embassy Creek Elementary",2,"SBBC",40,1,0,2,44]
[2942,"Everglades Elementary",0,null,0,0,0,0,0]
[2941,"Everglades Elementary Portable",20,"SBBC",440,0,0,20,50]
[1641,"Fairway Elementary",6,"SBBC",146,0,3,3,65]
[2541,"Flamingo Elementary",6,"SBBC",125,0,0,6,55]
[3391,"Flanagan, Charles High",0,null,0,0,0,0,0]
[3513,"Flanagan High-9Th Grade Ctr",53,"SBBC",1497,12,40,13,683]
[851,"Floranada Elementary",9,"SBBC",227,0,0,9,100]
[3051,"Forest Glen Middle",12,"SBBC",302,3,9,3,227]
[2631,"Forest Hills Elementary",2,"SBBC",48,0,0,2,20]
[951,"Fort Lauderdale High",4,"SBBC",116,2,1,3,81]
[921,"Foster, Stephen Elementary",2,"SBBC",44,0,0,2,25]
[3531,"Fox Trail Elementary",0,null,0,0,0,0,0]
[3642,"Gator Run Elementary",0,null,0,0,0,0,0]
[3641,"Gator Run Elementary Portable",28,"SBBC",634,0,0,28,56]
[2851,"Griffin Elementary",0,"SBBC",null,0,0,0,0]
[131,"Hallandale Elementary",4,"SBBC",80,0,1,3,39]
[403,"Hallandale High",0,null,0,0,0,0,0]
[491,"Harbordale Elementary",0,null,0,0,0,0,0]
[3131,"Hawkes Bluff Elementary",8,"SBBC",170,3,7,1,163]
[3541,"High School GGG",0,null,0,0,0,0,0]
[3623,"High School HHH",0,null,0,0,0,0,0]
[121,"Hollywood Central Elementary",0,null,0,0,0,0,0]
[111,"Hollywood Hills Elementary",11,"SBBC",259,1,1,10,135]
[1661,"Hollywood Hills High",2,"SBBC",52,2,10,-8,72]
[1761,"Hollywood Park Elementary",0,null,0,0,0,0,0]
[2531,"Horizon Elementary",6,"SBBC",108,3,3,3,79]
[1971,"Hunt, James S. Elementary",0,null,0,0,0,0,0]
[3471,"Indian Ridge Middle",0,null,0,0,4,-4,0]
[3181,"Indian Trace Elementary",10,"SBBC",226,2,0,10,159]
[1611,"King, Martin Luther Elementary",9,"SBBC",236,3,0,9,116]
[831,"Lake Forest Elementary",5,"SBBC",113,4,5,0,31]
[3591,"Lakeside Elementary",0,null,0,0,0,0,0]
[621,"Larkdale Elementary",13,"SBBC",258,3,0,13,219]
[621,"Larkdale Elementary",1,"Fed",20,0,0,1,10]
[1701,"Lauderdale Lakes Middle",7,"SBBC",176,5,3,4,198]
[431,"Lauderdale Manors Elementary",0,null,0,0,0,0,0]
[1391,"Lauderhill Middle",20,"SBBC",495,6,0,20,376]
[1381,"Lauderhill, P. T. Elementary",0,null,0,0,0,0,0]
[1091,"Lloyd Estates Elementary",7,"SBBC",153,4,3,4,138]
[2741,"Maplewood Elementary",4,"SBBC",60,0,6,-2,40]
[1161,"Margate Elementary",10,"SBBC",239,3,10,0,157]
[581,"Margate Middle",13,"SBBC",284,7,2,11,196]
[1671,"Markham, Robert Elementary",0,null,0,0,0,0,0]
[3291,"Marshall, Thurgood Elementary",0,null,0,0,0,0,0]
[241,"McArthur High",15,"SBBC",435,1,13,2,198]
[841,"McNab Elementary",0,null,0,0,0,0,0]
[481,"McNicol Middle",3,"SBBC",78,0,0,3,30]
[761,"Meadowbrook Elementary",2,"Space Master",48,0,2,0,20]
[761,"Meadowbrook Elementary",12,"SBBC",265,3,2,10,201]
[3771,"Middle School F-91",0,null,0,0,0,0,0]
[3101,"Middle School HH",0,null,0,0,0,0,0]
[3622,"Middle School KK",0,null,0,0,0,0,0]
[531,"Miramar Elementary",0,null,0,0,0,0,0]
[1751,"Miramar High",8,"SBBC",208,4,0,8,194]
[1841,"Mirror Lake Elementary",5,"SBBC",104,1,4,1,85]
[2691,"Morrow Elementary",0,null,0,0,0,0,0]
[3701,"New East \"GG\" (K-8)",0,null,0,0,0,0,0]
[3711,"New Middle II",0,null,0,0,0,0,0]
[3671,"New Middle MM",0,null,0,0,0,0,0]
[881,"New River Middle",5,"SBBC",139,0,0,5,38]
[2914,"New Y-91 (K-8)",0,null,0,0,0,0,0]
[2671,"Nob Hill Elementary",6,"SBBC",124,0,5,1,63]
[561,"Norcrest Elementary",0,null,0,0,0,0,0]
[521,"North Andrews Gardens Elementary",19,"SBBC",436,2,0,19,266]
[1191,"North Fork Elementary",3,"SBBC",66,0,0,3,9]
[2231,"North Lauderdale Elementary",7,"SBBC",155,2,0,7,121]
[41,"North Side Elementary",2,"SBBC",48,0,2,0,26]
[1241,"Northeast High",0,null,0,0,0,0,0]
[1282,"Nova Forman Elementary",15,"SBBC",292,5,14,1,148]
[1282,"Nova Forman Elementary",3,"Resun Leasing",81,0,3,0,27]
[1271,"Nova Eisenhower Elementary",6,"SBBC",132,3,3,3,156]
[1281,"Nova High",16,"SBBC",425,7,9,7,386]
[1311,"Nova Middle",25,"SBBC",497,21,4,21,762]
[31,"Oakland Park Elementary",16,"SBBC",357,1,1,15,208]
[461,"Oakridge Elementary",0,null,0,0,0,0,0]
[471,"Olsen Middle",0,null,0,0,0,0,0]
[711,"Orange Brook Elementary",1,"SBBC",16,1,0,1,41]
[1831,"Oriole Elementary",7,"SBBC",154,2,0,7,142]
[3311,"Palm Cove Elementary",8,"SBBC",188,2,6,2,129]
[1131,"Palmview Elementary",2,"SBBC",55,0,3,-1,18]
[3571,"Panther Run Elementary",0,null,0,0,0,0,0]
[1951,"Park Ridge Elementary",13,"SBBC",282,5,0,13,263]
[1951,"Park Ridge Elementary",2,"GE/R",47,0,2,0,20]
[1951,"Park Ridge Elementary",1,"Fed",20,1,0,1,30]
[3171,"Park Springs Elementary",0,null,0,0,0,0,0]
[701,"Parkway Middle",17,"Space Master",442,0,0,17,170]
[701,"Parkway Middle",10,"SBBC",260,1,0,10,118]
[701,"Parkway Middle",2,"Resun Leasing",52,0,0,2,18]
[701,"Parkway Middle",8,"GE/R",208,0,0,8,78]
[701,"Parkway Middle",4,"GE Capital",104,0,0,4,36]
[2071,"Pasadena Lakes Elementary",5,"SBBC",116,1,2,3,65]
[2661,"Pembroke Lakes Elementary",8,"SBBC",192,0,0,8,98]
[1221,"Pembroke Pines Elementary",6,"SBBC",153,1,4,2,82]
[1631,"Perry, Annabel Elementary",11,"SBBC",285,0,3,8,103]
[1011,"Perry, Henry D. Middle",18,"SBBC",455,8,14,4,366]
[931,"Peters Elementary",7,"SBBC",160,1,0,7,100]
[2861,"Pines Lakes Elementary",6,"SBBC",146,0,5,1,72]
[1881,"Pines Middle",29,"SBBC",745,12,14,15,460]
[2811,"Pinewood Elementary",4,"SBBC",70,1,5,-1,63]
[2571,"Pioneer Middle",7,"SBBC",194,0,4,3,68]
[1901,"Piper High",35,"SBBC",973,10,22,13,636]
[941,"Plantation Elementary",5,"SBBC",108,3,0,5,149]
[1451,"Plantation High",28,"SBBC",748,15,6,22,708]
[1451,"Plantation High",7,"GE/R",182,0,0,7,63]
[1451,"Plantation High",1,"GE Capital",26,0,0,1,10]
[551,"Plantation Middle",4,"SBBC",104,1,0,4,63]
[1251,"Plantation Park Elementary",0,null,0,0,2,-2,0]
[751,"Pompano Beach Elementary",2,"SBBC",48,0,0,2,21]
[21,"Pompano Beach Middle",14,"SBBC",354,6,0,14,250]
[21,"Pompano Beach Middle",1,"Fed",26,1,0,1,30]
[3121,"Quiet Waters Elementary",3,"SBBC",70,0,7,-4,24]
[2721,"Ramblewood Elementary",3,"SBBC",72,0,0,3,32]
[2711,"Ramblewood Middle",21,"SBBC",523,8,1,20,471]
[2121,"Rickards Middle",12,"SBBC",308,4,11,1,242]
[2891,"Riverglades Elementary",3,"SBBC",72,0,0,3,29]
[151,"Riverland Elementary",3,"SBBC",75,0,2,1,30]
[3031,"Riverside Elementary",3,"SBBC",66,0,1,2,30]
[681,"Rock Island Elementary",2,"SBBC",48,0,0,2,24]
[1851,"Royal Palm Elementary",28,"SBBC",600,8,16,12,509]
[1851,"Royal Palm Elementary",2,"GE/R",48,0,2,0,20]
[891,"Sanders Park Elementary",5,"SBBC",114,1,4,1,85]
[3061,"Sandpiper Elementary",6,"SBBC",124,0,7,-1,69]
[3401,"Sawgrass Elementary",0,null,0,0,2,-2,0]
[3431,"Sawgrass Springs Middle",6,"SBBC",150,3,7,-1,146]
[2871,"Sea Castle Elementary",2,"SBBC",49,0,0,2,25]
[1891,"Seminole Middle",18,"SBBC",446,12,0,18,394]
[1811,"Sheridan Hills Elementary",4,"SBBC",80,0,5,-1,57]
[1811,"Sheridan Hills Elementary",1,"GE/R",30,0,1,0,8]
[1321,"Sheridan Park Elementary",0,null,0,0,0,0,0]
[3371,"Silver Lakes Elementary",0,null,0,0,0,0,0]
[2971,"Silver Lakes Middle",12,"SBBC",287,7,0,12,325]
[3491,"Silver Palms Elementary",13,"SBBC",286,0,8,5,39]
[3081,"Silver Ridge Elementary",7,"SBBC",172,0,0,7,74]
[3331,"Silver Trail Middle",0,null,0,0,0,0,0]
[171,"South Broward High",0,null,0,0,0,0,0]
[2351,"South Plantation High",5,"SBBC",131,0,4,1,52]
[691,"Stirling Elementary",2,"SBBC",40,2,0,2,82]
[3011,"Stoneman Douglas High",31,"SBBC",864,12,9,22,662]
[211,"Stranahan High",8,"SBBC",222,3,5,3,175]
[611,"Sunland Park Elementary",0,null,0,0,0,0,0]
[611,"Sunland Park Elementary",1,"Fed",24,1,0,1,30]
[251,"Sunrise Middle",11,"SBBC",278,4,0,11,219]
[1171,"Sunshine Elementary",2,"SBBC",46,2,0,2,80]
[2621,"Tamarac Elementary",10,"SBBC",204,3,0,10,191]
[2751,"Taravella J P High",26,"SBBC",694,17,0,26,716]
[571,"Tedder Elementary",6,"SBBC",140,2,6,0,123]
[3621,"Sixth Grd-Tequesta Trace",32,"SBBC",822,1,0,32,158]
[3151,"Tequesta Trace Middle",6,"SBBC",142,0,0,6,65]
[3481,"Tradewinds Elementary",0,null,0,0,9,-9,0]
[731,"Tropical Elementary",0,null,0,0,0,0,0]
[1621,"Village Elementary",12,"SBBC",227,0,1,11,139]
[1621,"Village Elementary",2,"GE/R",60,0,2,0,20]
[321,"Walker Elementary",8,"SBBC",177,0,1,7,96]
[321,"Walker Elementary",1,"GE/R",25,0,0,1,10]
[511,"Watkins Elementary",0,null,0,0,0,0,0]
[2881,"Welleby Elementary",3,"SBBC",56,1,0,3,64]
[161,"West Hollywood Elementary",2,"SBBC",50,0,2,0,11]
[2681,"Westchester Elementary",12,"SBBC",268,3,1,11,202]
[2831,"Western High",17,"SBBC",483,4,0,17,285]
[2911,"Western High 9th Grade Center",52,"SBBC",1381,5,0,52,630]
[2052,"Westpine Middle",14,"SBBC",344,5,0,14,303]
[631,"Westwood Heights Elementary",16,"SBBC",349,2,0,16,241]
[191,"Wilton Manors Elementary",6,"SBBC",88,1,0,6,81]
[3091,"Winston Park Elementary",10,"SBBC",239,0,10,0,113]
[3321,"Young, Virginia S. Elementary",0,null,0,0,0,0,0]
[3001,"Young, Walter C. Middle",24,"SBBC",607,9,7,17,508]
[{"$nulls":6},0,0]
[2221,"Atlantic Vocational Center",0,null,0,0,0,0,0]
[871,"Bright Horizons School",0,null,0,0,0,0,0]
[3222,"Cross Creek School",4,"SBBC",39,3,0,4,42]
[2123,"Cypress Run Alternative / Exceptional Center",11,"SBBC",132,4,0,11,216]
[302,"Drew Family Resource Ctr.",0,null,0,0,0,0,0]
[null,"Drew Resource Teen Parent Program",12,"SBBC",288,3,11,1,170]
[592,"Hallandale Adult/Community",0,null,0,0,0,0,0]
[1291,"McFatter Voc-Tech Center",0,null,0,0,0,0,0]
[3651,"North Area Adult Ed Ctr",12,"SBBC",267,10,12,0,416]
[653,"Pine Ridge Alternative Center",5,"SBBC",40,0,5,0,51]
[185,"Pompano Beach High School Institute of International Studies",0,null,0,0,0,0,0]
[181,"Pompano Multipurpose Ctr.",0,null,0,0,0,0,0]
[601,"Seagull School",44,"SBBC",565,10,33,11,521]
[1051,"Sheridan Vocational Center",0,null,0,0,0,0,0]
[405,"South Area Alternative Center",0,null,0,0,0,0,0]
[422,"Sunset School",0,null,0,0,0,0,0]
[1021,"The Quest Center",0,null,0,0,0,0,0]
[452,"Whiddon-Rogers Ed Center",0,null,0,0,0,0,0]
[412,"Whiddon-Rogers Education Center Annex",0,null,0,0,0,0,0]
[1752,"Whispering Pines Ctr",1,"SBBC",12,0,1,0,10]
[991,"Wingate Oaks Center",0,null,0,0,0,0,0]
[]
[]
["2c1.","BROWARD Total",1662,null,39258,483,548,1114,"Avg Age 16.58"]
[]
["2c2.","Number of relocatable classrooms clearly identified and scheduled for replacement in the school board adopted financially feasible 5-year district work program."]
[null,"Location","Total # Units to be replaced","1999-00","2000-01","2001-02","2002-03","2003-04","5 YEAR TOTAL"]
[1741,"Anderson, Boyd H. High",null,17,0,0,0,0,17]
[1791,"Apollo Middle",null,2,1,3,0,1,7]
[2511,"Atlantic West Elementary",null,0,0,0,0,0,0]
[343,"Attucks Middle",null,0,0,0,0,0,0]
[2611,"Bair Middle",null,0,14,0,0,0,14]
[2001,"Banyan Elementary",null,0,0,0,0,0,0]
[641,"Bayview Elementary",null,0,0,0,4,0,4]
[201,"Bennett Elementary",null,0,0,0,0,0,0]
[341,"Bethune, Mary M. Elementary",null,0,0,0,11,0,11]
[971,"Boulevard Heights Elementary",null,0,0,0,0,0,0]
[811,"Broadview Elementary",null,0,0,9,0,0,9]
[501,"Broward Estates Elementary",null,0,0,0,0,0,0]
[1382,"Castle Hill Annex",null,0,0,0,0,0,0]
[1461,"Castle Hill Elementary",null,8,0,0,0,0,8]
[2641,"Central Park Elementary",null,0,0,0,6,0,6]
[2961,"Chapel Trail Elementary",null,8,0,0,0,0,8]
[1421,"Coconut Creek Elementary",null,0,1,0,6,0,7]
[1681,"Coconut Creek High",null,0,0,0,0,0,0]
[231,"Colbert Elementary",null,0,2,0,4,0,6]
[331,"Collins Elementary",null,0,0,0,0,0,0]
[1211,"Cooper City Elementary",null,0,0,0,0,0,0]
[1931,"Cooper City High",null,0,0,0,0,0,0]
[3041,"Coral Park Elementary",null,0,0,0,0,0,0]
[2551,"Coral Springs Elementary",null,0,0,0,0,0,0]
[1151,"Coral Springs High",null,0,0,14,0,0,14]
[2561,"Coral Springs Middle",null,0,0,0,0,0,0]
[3111,"Country Hills Elementary",null,14,0,0,0,0,14]
[2981,"Country Isles Elementary",null,9,0,0,0,0,9]
[901,"Cresthaven Elementary",null,0,0,0,0,0,0]
[221,"Croissant Park Elementary",null,0,0,0,0,0,0]
[1871,"Crystal Lake Community Middle",null,20,0,0,0,0,20]
[1781,"Cypress Elementary",null,0,0,0,0,0,0]
[1071,"Dandy, Wm. Middle",null,0,3,0,0,0,3]
[101,"Dania Elementary",null,0,0,0,0,0,0]
[2801,"Davie Elementary",null,0,0,0,0,0,0]
[11,"Deerfield Beach Elementary",null,0,0,0,0,0,0]
[1711,"Deerfield Beach High",null,0,20,0,0,0,20]
[911,"Deerfield Beach Middle",null,5,11,0,0,0,16]
[391,"Deerfield Park Elementary",null,0,0,0,0,0,0]
[271,"Dillard Elementary",null,0,0,0,0,0,0]
[371,"Dillard High",null,0,0,0,10,0,10]
[3221,"Drew Elementary",null,0,0,0,0,0,0]
[721,"Driftwood Elementary",null,5,0,0,0,0,5]
[861,"Driftwood Middle",null,0,31,0,0,0,31]
[3461,"Eagle Point Elementary",null,0,0,0,1,0,1]
[3441,"Eagle Ridge Elementary",null,0,0,0,0,0,0]
[3781,"Elementary D-6",null,0,0,0,0,0,0]
[null,"Elementary E-6",null,0,0,0,0,0,0]
[3631,"Elementary M-91",null,0,0,0,0,0,0]
[3551,"Elementary X",null,0,0,0,0,0,0]
[361,"Ely High",null,0,8,0,0,0,8]
[3191,"Embassy Creek Elementary",null,0,0,0,0,0,0]
[2942,"Everglades Elementary",null,0,0,0,0,0,0]
[2941,"Everglades Elementary Portable",null,20,0,0,0,0,20]
[1641,"Fairway Elementary",null,0,0,0,0,0,0]
[2541,"Flamingo Elementary",null,1,5,0,0,0,6]
[3391,"Flanagan, Charles High",null,0,0,0,0,0,0]
[3511,"Flanagan High 9th Grade Center",null,2,0,0,0,0,2]
[851,"Floranada Elementary",null,9,0,0,0,0,9]
[3051,"Forest Glen Middle",null,0,0,0,0,0,0]
[2631,"Forest Hills Elementary",null,2,0,0,0,0,2]
[951,"Fort Lauderdale High",null,0,0,0,0,0,0]
[921,"Foster, Stephen Elementary",null,0,0,0,0,0,0]
[3531,"Fox Trail Elementary",null,0,0,0,0,0,0]
[3642,"Gator Run Elementary",null,0,0,0,0,0,0]
[3641,"Gator Run Elementary Portable",null,28,0,0,0,0,28]
[2851,"Griffin Elementary",null,0,0,0,0,0,0]
[131,"Hallandale Elementary",null,0,2,0,0,0,2]
[403,"Hallandale High",null,0,0,0,0,0,0]
[491,"Harbordale Elementary",null,0,0,0,0,0,0]
[3131,"Hawkes Bluff Elementary",null,0,0,0,0,0,0]
[3541,"High School GGG",null,0,0,0,0,0,0]
[3623,"High School HHH",null,0,0,0,0,0,0]
[121,"Hollywood Central Elementary",null,0,0,0,0,0,0]
[111,"Hollywood Hills Elementary",null,1,0,0,7,0,8]
[1661,"Hollywood Hills High",null,0,0,0,0,0,0]
[1761,"Hollywood Park Elementary",null,0,0,0,0,0,0]
[2531,"Horizon Elementary",null,0,0,0,0,0,0]
[1971,"Hunt, James S. Elementary",null,0,0,0,0,0,0]
[3471,"Indian Ridge Middle",null,0,0,0,0,0,0]
[3181,"Indian Trace Elementary",null,0,0,0,0,0,0]
[1611,"King, Martin Luther Elementary",null,0,0,0,0,0,0]
[831,"Lake Forest Elementary",null,0,0,0,0,0,0]
[3591,"Lakeside Elementary",null,0,0,0,0,0,0]
[621,"Larkdale Elementary",null,0,10,0,0,0,10]
[1701,"Lauderdale Lakes Middle",null,0,0,7,0,0,7]
[431,"Lauderdale Manors Elementary",null,0,0,0,0,0,0]
[1391,"Lauderhill Middle",null,0,20,0,0,0,20]
[1381,"Lauderhill, P. T. Elementary",null,0,0,0,0,0,0]
[1091,"Lloyd Estates Elementary",null,0,0,0,0,0,0]
[2741,"Maplewood Elementary",null,1,0,0,0,0,1]
[1161,"Margate Elementary",null,0,0,0,0,0,0]
[581,"Margate Middle",null,13,0,0,0,0,13]
[1671,"Markham, Robert Elementary",null,0,0,0,0,0,0]
[3291,"Marshall, Thurgood Elementary",null,0,0,0,0,0,0]
[241,"McArthur High",null,0,0,0,1,0,1]
[841,"McNab Elementary",null,0,0,0,0,0,0]
[481,"McNicol Middle",null,3,0,0,0,0,3]
[761,"Meadowbrook Elementary",null,9,0,0,0,0,9]
[3771,"Middle School F-91",null,0,0,0,0,0,0]
[3101,"Middle School HH",null,0,0,0,0,0,0]
[3622,"Middle School KK",null,0,0,0,0,0,0]
[531,"Miramar Elementary",null,0,0,0,0,0,0]
[1751,"Miramar High",null,0,0,8,0,0,8]
[1841,"Mirror Lake Elementary",null,0,0,0,0,0,0]
[2691,"Morrow Elementary",null,0,0,0,0,0,0]
[3701,"New East \"GG\" (K-8)",null,0,0,0,0,0,0]
[3711,"New Middle II",null,0,0,0,0,0,0]
[3671,"New Middle MM",null,0,0,0,0,0,0]
[881,"New River  Middle",null,4,0,0,0,0,4]
[2914,"New Y-91 (K-8)",null,0,0,0,0,0,0]
[2671,"Nob Hill Elementary",null,0,0,0,0,0,0]
[561,"Norcrest Elementary",null,0,0,0,0,0,0]
[521,"North Andrews Gardens Elementary",null,0,19,0,0,0,19]
[1191,"North Fork Elementary",null,3,0,0,0,0,3]
[2231,"North Lauderdale Elementary",null,0,0,7,0,0,7]
[41,"North Side Elementary",null,0,0,0,0,0,0]
[1241,"Northeast High",null,0,0,0,0,0,0]
[1282,"Nova Forman Elementary",null,0,0,0,0,0,0]
[1271,"Nova Eisenhower Elementary",null,0,0,0,0,0,0]
[1281,"Nova High",null,1,0,0,0,0,1]
[1311,"Nova Middle",null,0,0,0,0,0,0]
[31,"Oakland Park Elementary",null,4,0,11,0,0,15]
[461,"Oakridge Elementary",null,0,0,0,0,0,0]
[471,"Olsen Middle",null,0,0,0,0,0,0]
[711,"Orange Brook Elementary",null,0,0,0,0,0,0]
[1831,"Oriole Elementary",null,0,0,5,0,0,5]
[3311,"Palm Cove Elementary",null,0,0,0,0,0,0]
[1131,"Palmview Elementary",null,1,0,0,0,0,1]
[3571,"Panther Run Elementary",null,0,0,0,0,0,0]
[1951,"Park Ridge Elementary",null,0,1,0,9,0,10]
[3171,"Park Springs Elementary",null,0,0,0,0,0,0]
[701,"Parkway Middle",null,24,0,0,1,0,25]
[2071,"Pasadena Lakes Elementary",null,0,0,0,0,0,0]
[2661,"Pembroke Lakes Elementary",null,0,0,0,0,0,0]
[1221,"Pembroke Pines Elementary",null,0,0,0,0,0,0]
[1631,"Perry, Annabel Elementary",null,0,0,9,0,0,9]
[1011,"Perry, Henry D. Middle",null,1,0,0,0,0,1]
[931,"Peters Elementary",null,0,0,0,7,0,7]
[2861,"Pines Lakes Elementary",null,4,0,0,0,0,4]
[1881,"Pines Middle",null,3,0,0,0,0,3]
[2811,"Pinewood Elementary",null,0,0,0,0,0,0]
[2571,"Pioneer Middle",null,0,0,0,0,0,0]
[1901,"Piper High",null,13,0,0,0,0,13]
[941,"Plantation Elementary",null,5,0,0,0,0,5]
[1451,"Plantation High",null,30,0,0,0,0,30]
[551,"Plantation Middle",null,0,0,0,0,0,0]
[1251,"Plantation Park Elementary",null,0,0,0,0,0,0]
[751,"Pompano Beach Elementary",null,0,0,0,0,0,0]
[21,"Pompano Beach Middle",null,0,0,0,0,0,0]
[3121,"Quiet Waters Elementary",null,0,0,0,0,0,0]
[2721,"Ramblewood Elementary",null,0,0,0,0,0,0]
[2711,"Ramblewood Middle",null,0,0,0,0,11,11]
[2121,"Rickards Middle",null,0,0,0,0,6,6]
[2891,"Riverglades Elementary",null,1,2,0,0,0,3]
[151,"Riverland Elementary",null,0,0,0,0,0,0]
[3031,"Riverside Elementary",null,0,0,0,0,0,0]
[681,"Rock Island Elementary",null,0,0,0,0,0,0]
[1851,"Royal Palm Elementary",null,12,0,0,0,0,12]
[891,"Sanders Park Elementary",null,0,0,0,0,0,0]
[3061,"Sandpiper Elementary",null,0,0,0,0,0,0]
[3401,"Sawgrass Elementary",null,0,0,0,0,0,0]
[3431,"Sawgrass Springs Middle",null,0,0,0,0,0,0]
[2871,"Sea Castle Elementary",null,2,0,0,0,0,2]
[1891,"Seminole Middle",null,0,0,0,0,0,0]
[1811,"Sheridan Hills Elementary",null,0,0,0,0,0,0]
[1321,"Sheridan Park Elementary",null,0,0,0,0,0,0]
[3371,"Silver Lakes Elementary",null,0,0,0,0,0,0]
[2971,"Silver Lakes Middle",null,13,0,0,0,0,13]
[3491,"Silver Palms Elementary",null,7,0,0,0,0,7]
[3081,"Silver Ridge Elementary",null,0,0,0,0,0,0]
[3331,"Silver Trail Middle",null,0,0,0,0,0,0]
[171,"South Broward High",null,0,0,0,0,0,0]
[2351,"South Plantation High",null,0,0,5,0,0,5]
[691,"Stirling Elementary",null,0,0,0,0,0,0]
[3011,"Stoneman Douglas High",null,0,10,0,0,0,10]
[211,"Stranahan High",null,0,0,0,0,0,0]
[611,"Sunland Park Elementary",null,0,0,0,0,0,0]
[251,"Sunrise Middle",null,0,7,0,0,0,7]
[1171,"Sunshine Elementary",null,2,0,0,0,0,2]
[2621,"Tamarac Elementary",null,10,0,0,0,0,10]
[2751,"Taravella J P High",null,0,8,0,0,0,8]
[571,"Tedder Elementary",null,0,0,0,0,0,0]
[3621,"Tequesta Trace Annex",null,29,2,0,0,0,31]
[3151,"Tequesta Trace Middle",null,6,0,0,0,0,6]
[3481,"Tradewinds Elementary",null,0,0,0,0,0,0]
[731,"Tropical Elementary",null,0,0,0,0,0,0]
[1621,"Village Elementary",null,9,0,0,0,0,9]
[321,"Walker Elementary",null,0,9,0,0,0,9]
[511,"Watkins Elementary",null,0,0,0,0,0,0]
[2881,"Welleby Elementary",null,0,0,0,0,0,0]
[161,"West Hollywood Elementary",null,0,0,0,0,0,0]
[2681,"Westchester Elementary",null,10,0,0,0,0,10]
[2831,"Western High",null,10,14,0,0,0,24]
[2911,"Western High 9th Grade Center",null,0,52,0,0,0,52]
[2052,"Westpine Middle",null,0,14,0,0,0,14]
[631,"Westwood Heights Elementary",null,16,0,0,0,0,16]
[191,"Wilton Manors Elementary",null,6,0,0,0,0,6]
[3091,"Winston Park Elementary",null,0,0,0,0,0,0]
[3321,"Young, Virginia S. Elementary",null,0,0,0,0,0,0]
[3001,"Young, Walter C. Middle",null,17,0,0,0,0,17]
[{"$nulls":8},0]
[2221,"Atlantic Vocational Center",null,0,0,0,0,0,0]
[871,"Bright Horizons School",null,0,0,0,0,0,0]
[3222,"Cross Creek School",null,0,0,0,0,0,0]
[2123,"Cypress Run Alternative / Exceptional Center",null,0,0,0,7,0,7]
[302,"Drew Family Resource Ctr.",null,0,0,0,0,0,0]
[null,"Drew Resource Teen Parent Program",null,0,0,0,0,0,0]
[592,"Hallandale Adult/Community",null,0,0,0,0,0,0]
[1291,"McFatter Voc-Tech Center",null,0,0,0,0,0,0]
[3651,"North Area Adult Ed Ctr",null,0,0,0,0,0,0]
[653,"Pine Ridge Alternative Center",null,0,0,0,0,0,0]
[185,"Pompano Beach High School Institute of International Studies",null,0,0,0,0,0,0]
[181,"Pompano Multipurpose Ctr.",null,0,0,0,0,0,0]
[601,"Seagull School",null,0,0,0,0,0,0]
[1051,"Sheridan Vocational Center",null,0,0,0,0,0,0]
[405,"South Area Alternative Center",null,0,0,0,0,0,0]
[422,"Sunset School",null,0,0,0,0,0,0]
[1021,"The Quest Center",null,0,0,0,0,0,0]
[452,"Whiddon-Rogers Ed Center",null,0,0,0,0,0,0]
[412,"Whiddon-Rogers Education Center Annex",null,0,0,0,0,0,0]
[1752,"Whispering Pines Ctr",null,0,0,0,0,0,0]
[991,"Wingate Oaks Center",null,0,0,0,0,0,0]
[{"$nulls":8},0]
[{"$nulls":8},0]
["2c2.","BROWARD Total",0,420,266,78,74,18,856]
[]
["2c3.","Plans for the use and location of leased facilities, relocatable units or permanent classrooms. (place each location on a separate line)"]
["Loc#","Location","# of leased classrooms 1998-99","Owner","FISH Stu. Sta.","# Years Leased ","# leased 2003-04","FISH Stu. Sta.","# Years Leased "]
[331,"Collins Elementary",1,"GE Capital",25,8,0,0,0]
[861,"Driftwood Middle",12,"GE/R",358,114,0,0,0]
[861,"Driftwood Middle",9,"Resun Leasing",270,83,0,0,0]
[361,"Ely High",1,"GE/R",29,10,0,0,0]
[761,"Meadowbrook Elementary",2,"Space Master",48,20,0,0,0]
[1282,"Nova Forman Elementary",3,"Resun Leasing",81,27,0,0,0]
[701,"Parkway Middle",2,"GE/R",47,20,0,0,0]
[701,"Parkway Middle",4,"GE Capital",104,36,0,0,0]
[701,"Parkway Middle",8,"GE/R",208,78,0,0,0]
[701,"Parkway Middle",2,"Resun Leasing",52,18,0,0,0]
[701,"Parkway Middle",17,"Space Master",442,170,0,0,0]
[1451,"Plantation High",1,"GE Capital",26,10,0,0,0]
[1451,"Plantation High",7,"GE/R",182,63,0,0,0]
[321,"Walker Elementary",2,"GE/R",48,20,0,0,0]
[1811,"Sheridan Hills Elementary",1,"GE/R",30,8,0,0,0]
[1621,"Village Elementary",2,"GE/R",60,20,0,0,0]
[321,"Walker Elementary",1,"GE/R",25,10,0,0,0]
[]
[]
[]
[641,"Bayview Elementary",null," "," "," "," "," "," "]
[null,"   Playfields",0,"City of Ft. Lauderdale",0,40,0,0,0]
[2981,"Country Isles Elementary",null," "," "," "," "," "," "]
[null,"   Playfields",0,"City of Weston",0,40,0,0,0]
[3441,"Eagle Ridge Elementary"," "]
[null,"   Playfields",0,"City of Coral Springs",0,40,0,0,0]
[null,"Elementary \"M-91\" ",null," "," ",null," "," "," "]
[null,"   School site",0,"City of Coral Springs",0,50,0,0,0]
[3181,"Indian Trace Elementary",null," "," "," "," "," "," "]
[null,"   Playfields",0,"City of Weston",0,30,0,0,0]
[null,"Middle School \"HH\""]
[null,"   Playfields",0,"City of Coconut Creek",0,50,0,0,0]
[1901,"Piper High",null," "," "," "," "," "," "]
[null,"   Athletic Fields",0,"City of Sunrise",0,30,0,0,0]
[3691,"Plantation Elementary",null," "," "," "," "," "," "]
[null,"   Playfields",0,"City of Plantation",0,20,0,0,0]
[3031,"Riverside Elementary"]
[null,"   Playfields",0,"City of Coral Springs",0,40,0,0,0]
[2621,"Tamarac Elementary"]
[null,"   Playfields",0,"City ofTamarac",0,40,0,0,0]
[2621,"Tamarac Elementary",null," "," "," "," "," "," "]
[null,"   Multi-purpose Building",0,"City ofTamarac",0,50,0,0,0]
[2621,"Tamarac Elementary"," ",null," "," "," "," "," "]
[null,"   Multi-purpose classrooms",2,"City ofTamarac",0,1,0,0,0]
[3001,"Young, Walter C. Middle"," "," "," "," "," "," "," "]
[null,"   Middle school site",0,"City of Pem. Pines",0,50,0,0,0]
[]
[]
["2c3.","BROWARD Total",77,null,2035,1196,0,0,0]
[]
["2c4.","Plans for the use and location of Charter Schools, list current and PROJECTED.  (place each Charter School/location on a separate line)",{"$nulls":6},"Total charter students "]
[null,"Location-Type","# relocatable units or permanent classrooms ","Owner","Year Started","Student Stations","Students Enrolled","Years in Contract","projected for 2003-04"]
[null,"City of Pemb. Pines Charter Elementary",30,"City of Pembroke Pines","98/99",1000,983,15,983]
[null,"Central Charter"," 7 to 10","Assistance Unlimited Foundation, Rosa Lawson","97/98",150,309,10,309]
[null,"School of Excellence","4 classrooms/ 2 relocatables","Charter School of Excellence, Inc., Hamilton Forman","97/98",150,231,10,231]
[null,"Sommerset Ngh. School","2 relocatables/ plus 2 classrooms (8/98)","The Sommerset Neighborhood School , Inc., Fernando Zulueta","97/98",85,73,10,73]
[null,"City of N. Laud. Charter","Not known at this date","City of North Lauderdale","98/99",632,296,15,296]
[null,"Smart School","11 to 14","Edward Miller Smart School","98/99",222,200,3,200]
[null,"Coral Springs Charter",68,"City of Coral Springs","99/00",1500,974,15,974]
[null,"Charter School Institute Training Center","2 classrooms / 3 relocatables","Joseph Valbrun","99/00",300,27,10,27]
[null,"City of Pembroke Pines Charter Middle",21,"City of Pembroke Pines","99/00",672,647,15,647]
[{"$nulls":8},0]
[{"$nulls":8},0]
["2c4.","BROWARD Total",152,null,null,4711,3740,103,3740]
[]
["2d.","Plans for multitrack scheduling, grade level organization, block scheduling, or other alternatives that reduce the need for permanent student stations."]
{"$rows_empty":72}
["2e.","Average Class Size (5 years out -- 2003-04) that will result if the district facilities work plan is fully implemented."]
[null,"NOTE: The average shall not include exceptional student education classes or prekindergarten classes.",null,null,null,"Actual Average","Projected","New Rooms to","Projected Average"]
["Loc#","Location","(ESE & PreK excluded) # CLASSROOMS","Capacity (NOT Stu Sta)","1998-99 CO-FTE","1998-99 Class size","2003-04 CO-FTE","be added (removed)","2003-04 Class size"]
[1741,"Anderson, Boyd H. High",103,2546,2224.71,21.6,2688,7,24.44]
[1791,"Apollo Middle",50,1272,1273.06,25.46,1318,-1,26.9]
[2511,"Atlantic West Elementary",32,789,851.5,26.61,757,0,23.66]
[343,"Attucks Middle",52,1370,973.31,18.72,982,0,18.88]
[2611,"Bair Middle",61,1503,1509.89,24.75,1156,-14,24.6]
[2001,"Banyan Elementary",37,823,965,26.08,660,0,17.84]
[641,"Bayview Elementary",18,389,415,23.06,328,6,13.67]
[201,"Bennett Elementary",27,584,384.5,14.24,408,1,14.57]
[341,"Bethune, Mary M. Elementary",47,1055,908.43,19.33,909,-7,22.73]
[971,"Boulevard Heights Elementary",36,862,830,23.06,822,0,22.83]
[871,"Bright Horizons School",23,203,0,0,0,0,0]
[811,"Broadview Elementary",41,917,851.98,20.78,917,2,21.33]
[501,"Broward Estates Elementary",35,706,714,20.4,683,-1,20.09]
[1382,"Castle Hill Annex",7,339,436.5,62.36,371,0,53]
[1461,"Castle Hill Elementary",29,798,606.5,20.91,547,-2,20.26]
[2641,"Central Park Elementary",37,873,1018,27.51,1016,2,26.05]
[2961,"Chapel Trail Elementary",50,1254,1140.5,22.81,1131,-8,26.93]
[1421,"Coconut Creek Elementary",35,853,964.5,27.56,504,1,14]
[1681,"Coconut Creek High",99,2400,2235.3,22.58,2088,-9,23.2]
[231,"Colbert Elementary",35,828,665.73,19.02,746,-4,24.06]
[331,"Collins Elementary",17,430,237,13.94,267,0,15.71]
[1211,"Cooper City Elementary",37,910,917,24.78,863,0,23.32]
[1931,"Cooper City High",76,1932,1910.66,25.14,2087,0,27.46]
[3041,"Coral Park Elementary",32,744,812,25.38,684,0,21.38]
[2551,"Coral Springs Elementary",32,768,785,24.53,747,0,23.34]
[1151,"Coral Springs High",101,2557,2410.97,23.87,1597,-17,19.01]
[2561,"Coral Springs Middle",51,1342,1337.91,26.23,950,10,15.57]
[3111,"Country Hills Elementary",42,981,1084.5,25.82,620,-16,23.85]
[2981,"Country Isles Elementary",40,935,645,16.13,847,-9,27.32]
[901,"Cresthaven Elementary",35,817,617,17.63,555,0,15.86]
[221,"Croissant Park Elementary",41,856,738.35,18.01,675,-7,19.85]
[3222,"Cross Creek School",13,122,15,1.15,15,-4,1.67]
[1871,"Crystal Lake Community Middle",67,1629,1295.77,19.34,1199,-20,25.51]
[1781,"Cypress Elementary",30,731,592,19.73,651,4,19.15]
[2123,"Cypress Run Alternative / Exceptional Center",17,161,89.5,5.26,142,2,7.47]
[1071,"Dandy, Wm. Middle",56,1459,1418.58,25.33,961,-12,21.84]
[101,"Dania Elementary",28,714,472.5,16.88,499,0,17.82]
[2801,"Davie Elementary",41,921,812,19.8,690,-11,23]
[11,"Deerfield Beach Elementary",33,680,692.48,20.98,694,0,21.03]
[1711,"Deerfield Beach High",90,2324,2449.27,27.21,1466,2,15.93]
[911,"Deerfield Beach Middle",71,1751,1633.38,23.01,1378,-19,26.5]
[391,"Deerfield Park Elementary",33,796,584.83,17.72,619,0,18.76]
[271,"Dillard Elementary",37,812,671.5,18.15,538,0,14.54]
[371,"Dillard High",134,3500,2111.4,15.76,2228,-13,18.41]
[3221,"Drew Elementary",25,643,548,21.92,463,2,17.15]
[301,"Drew Resource Center",0,0,0,0,0,0,0]
[721,"Driftwood Elementary",34,820,647.5,19.04,612,-5,21.1]
[861,"Driftwood Middle",52,1311,1093.4,21.03,1237,-10,29.45]
[3461,"Eagle Point Elementary",44,1026,1069,24.3,1052,0,23.91]
[3441,"Eagle Ridge Elementary",36,933,886.5,24.63,1024,0,28.44]
[null,"Elementary \"D-6\"  ",0,0,0,null,1092,42,26]
[null,"Elementary \"E-6\"",0,0,0,null,1092,42,26]
[null,"Elementary \"F-91\"",0,0,0,null,780,30,26]
[null,"Elementary \"I\"",0,0,0,null,1092,42,26]
[null,"Elementary \"II\"",0,0,0,null,1092,42,26]
[null,"Elementary \"III\"",0,0,0,null,1092,42,26]
[null,"Elementary \"IV\"",0,0,0,null,1092,42,26]
[null,"Elementary \"M-91\"",0,0,0,null,1092,42,26]
[null,"Elementary \"N-91\"",0,0,0,null,780,30,26]
[null,"Elementary \"V\"",0,0,0,null,1092,42,26]
[null,"Elementary \"VI\"",0,0,0,null,1092,42,26]
[null,"Elementary \"VII\"",0,0,0,null,1092,42,26]
[null,"Elementary \"VIII\"",0,0,0,null,780,30,26]
[null,"Elementary \"X\"",0,0,0,null,1092,42,26]
[361,"Ely High",84,2169,2118.4,25.22,1549,-3,19.12]
[3191,"Embassy Creek Elementary",31,715,898,28.97,772,-2,26.62]
[2942,"Everglades Elementary",39,984,683,17.51,1062,0,27.23]
[1641,"Fairway Elementary",36,833,951,26.42,913,-3,27.67]
[2541,"Flamingo Elementary",32,768,759,23.72,686,-6,26.38]
[3513,"Flanagan High-9Th Grade Ctr",51,1348,926,18.16,0,-13,0]
[3391,"Flanagan, Charles High",82,2324,2779.47,33.9,3385,0,41.28]
[851,"Floranada Elementary",37,925,567.25,15.33,508,-9,18.14]
[3051,"Forest Glen Middle",54,1434,1245.46,23.06,1280,-3,25.1]
[2631,"Forest Hills Elementary",33,762,931.2,28.22,785,-2,25.32]
[951,"Fort Lauderdale High",73,1849,1595.14,21.85,1594,21,16.96]
[921,"Foster, Stephen Elementary",28,688,574.5,20.52,575,-2,22.12]
[3531,"Fox Trail Elementary",35,875,849.5,24.27,931,0,26.6]
[3642,"Gator Run Elementary",39,984,507.5,13.01,1420,0,36.41]
[2851,"Griffin Elementary",28,685,650.5,23.23,555,0,19.82]
[592,"Hallandale Adult/Community",53,1362,687.03,12.96,1134,12,17.45]
[131,"Hallandale Elementary",28,672,860.13,30.72,871,9,23.54]
[403,"Hallandale High",65,1702,1350.12,20.77,1619,2,24.16]
[491,"Harbordale Elementary",18,441,361,20.06,331,0,18.39]
[3131,"Hawkes Bluff Elementary",34,803,923,27.15,956,-1,28.97]
[null,"High School \"FFF\"",0,0,0,null,2875,102,28.19]
[null,"High School \"GGG\"",0,0,0,null,2875,102,28.19]
[null,"High School \"HHH\"",0,0,0,null,2875,102,28.19]
[null,"High School \"III\"",0,0,0,null,2875,102,28.19]
[121,"Hollywood Central Elementary",33,758,990.5,30.02,960,0,29.09]
[111,"Hollywood Hills Elementary",29,685,753.72,25.99,760,-10,40]
[1661,"Hollywood Hills High",72,1734,1803.67,25.05,2051,8,25.64]
[1761,"Hollywood Park Elementary",29,686,495.96,17.1,487,0,16.79]
[2531,"Horizon Elementary",29,690,745.5,25.71,696,-3,26.77]
[1971,"Hunt, James S. Elementary",32,766,776.5,24.27,819,0,25.59]
[3471,"Indian Ridge Middle",59,1475,1544.66,26.18,1784,4,28.32]
[3181,"Indian Trace Elementary",35,833,973.2,27.81,914,-10,36.56]
[1611,"King, Martin Luther Elementary",41,1052,780.5,19.04,705,-9,22.03]
[831,"Lake Forest Elementary",32,793,613.69,19.18,706,0,22.06]
[3591,"Lakeside Elementary",37,925,692.5,18.72,831,0,22.46]
[621,"Larkdale Elementary",42,928,779,18.55,573,-13,19.76]
[1701,"Lauderdale Lakes Middle",50,1196,1068.5,21.37,951,-2,19.81]
[431,"Lauderdale Manors Elementary",41,923,787.9,19.22,757,0,18.46]
[1391,"Lauderhill Middle",55,1472,1129.4,20.53,897,-18,24.24]
[1381,"Lauderhill, P. T. Elementary",38,985,775.6,20.41,809,0,21.29]
[1091,"Lloyd Estates Elementary",32,695,724.5,22.64,759,0,23.72]
[2741,"Maplewood Elementary",34,772,751,22.09,695,2,19.31]
[1161,"Margate Elementary",42,987,1182.5,28.15,752,8,15.04]
[581,"Margate Middle",63,1382,1497.3,23.77,1169,1,18.27]
[1671,"Markham, Robert Elementary",30,738,378.5,12.62,346,0,11.53]
[3291,"Marshall, Thurgood Elementary",35,820,705,20.14,599,0,17.11]
[241,"McArthur High",73,1856,1921.64,26.32,2219,10,26.73]
[1291,"McFatter Voc-Tech Center",65,1097,197.37,3.04,0,0,0]
[841,"McNab Elementary",32,751,611.5,19.11,646,0,20.19]
[481,"McNicol Middle",62,1532,1370.59,22.11,1473,-3,24.97]
[761,"Meadowbrook Elementary",28,664,447,15.96,518,8,14.39]
[null,"Middle \"GG\"",0,0,0,null,1305,50,26.1]
[null,"Middle \"HH\"",0,0,0,null,1748,66,26.48]
[null,"Middle \"II\"",0,0,0,null,1305,50,26.1]
[null,"Middle \"KK\"",0,0,0,null,1748,66,26.48]
[null,"Middle \"LL\"",0,0,0,null,1748,66,26.48]
[null,"Middle \"MM\"",0,0,0,null,1748,66,26.48]
[531,"Miramar Elementary",33,788,775.5,23.5,726,0,22]
[1751,"Miramar High",82,2239,1789.87,21.83,2068,16,21.1]
[1841,"Mirror Lake Elementary",32,755,560.5,17.52,588,-1,18.97]
[2691,"Morrow Elementary",32,780,703.5,21.98,629,0,19.66]
[881,"New River Middle",57,1570,1555.43,27.29,1574,-5,30.27]
[2671,"Nob Hill Elementary",31,736,775.02,25,776,-1,25.87]
[561,"Norcrest Elementary",25,561,637.5,25.5,564,0,22.56]
[521,"North Andrews Gardens Elementary",36,814,918,25.5,832,-11,33.28]
[1191,"North Fork Elementary",34,756,539,15.85,502,-1,15.21]
[2231,"North Lauderdale Elementary",40,955,984,24.6,975,1,23.78]
[41,"North Side Elementary",28,601,499.78,17.85,470,0,16.79]
[1241,"Northeast High",76,1783,1716.55,22.59,1942,0,25.55]
[1271,"Nova Eisenhower Elementary",36,839,820.96,22.8,844,-3,25.58]
[1282,"Nova Forman Elementary",47,1109,823,17.51,844,-1,18.35]
[1281,"Nova High",64,1785,1544.55,24.13,1613,-7,28.3]
[1311,"Nova Middle",55,1297,1229.93,22.36,1227,-21,36.09]
[31,"Oakland Park Elementary",27,605,564.95,20.92,577,-9,32.06]
[461,"Oakridge Elementary",18,410,318,17.67,319,0,17.72]
[471,"Olsen Middle",68,1726,1407.5,20.7,1488,0,21.88]
[711,"Orange Brook Elementary",33,716,634,19.21,676,-1,21.13]
[1831,"Oriole Elementary",30,668,723.5,24.12,714,1,23.03]
[3311,"Palm Cove Elementary",38,904,1018.68,26.81,934,-2,25.94]
[1131,"Palmview Elementary",26,635,465.5,17.9,415,1,15.37]
[3571,"Panther Run Elementary",35,875,832.5,23.79,984,0,28.11]
[1951,"Park Ridge Elementary",32,809,661,20.66,695,-9,30.22]
[3171,"Park Springs Elementary",29,724,755.5,26.05,737,0,25.41]
[701,"Parkway Middle",79,1917,1572.52,19.91,1589,-17,25.63]
[2071,"Pasadena Lakes Elementary",33,700,735,22.27,642,-3,21.4]
[2661,"Pembroke Lakes Elementary",33,789,816.5,24.74,675,-8,27]
[1221,"Pembroke Pines Elementary",36,767,755.5,20.99,614,-2,18.06]
[1631,"Perry, Annabel Elementary",36,854,738.5,20.51,781,0,21.69]
[1011,"Perry, Henry D. Middle",62,1626,1489.01,24.02,1190,-4,20.52]
[931,"Peters Elementary",38,822,856.5,22.54,809,1,20.74]
[653,"Pine Ridge Alternative Center",21,179,131.74,6.27,235,3,9.79]
[2861,"Pines Lakes Elementary",38,895,670.5,17.64,733,-1,19.81]
[1881,"Pines Middle",50,1188,707.29,14.15,584,-15,16.69]
[2811,"Pinewood Elementary",34,743,885,26.03,867,1,24.77]
[2571,"Pioneer Middle",50,1284,1336.53,26.73,1346,-3,28.64]
[1901,"Piper High",111,2932,2707.98,24.4,3180,11,26.07]
[941,"Plantation Elementary",38,950,589.5,15.51,551,-5,16.7]
[1451,"Plantation High",104,2508,2299.49,22.11,2725,2,25.71]
[551,"Plantation Middle",42,970,973.08,23.17,1056,2,24]
[1251,"Plantation Park Elementary",21,435,540.5,25.74,486,2,21.13]
[751,"Pompano Beach Elementary",29,682,711.5,24.53,641,-2,23.74]
[185,"Pompano Beach High School Institute of International Studies",19,511,241.64,12.72,563,0,29.63]
[21,"Pompano Beach Middle",48,1271,1035.27,21.57,1132,-14,33.29]
[3121,"Quiet Waters Elementary",34,819,856,25.18,932,4,24.53]
[2721,"Ramblewood Elementary",35,800,834.5,23.84,682,-3,21.31]
[2711,"Ramblewood Middle",59,1518,1516.73,25.71,1476,-8,28.94]
[2121,"Rickards Middle",40,1061,1128.59,28.21,1223,8,25.48]
[2891,"Riverglades Elementary",32,766,1002,31.31,732,-3,25.24]
[151,"Riverland Elementary",35,817,582.75,16.65,569,-1,16.74]
[3031,"Riverside Elementary",32,735,846.41,26.45,664,-2,22.13]
[681,"Rock Island Elementary",30,633,440.5,14.68,303,-2,10.82]
[1851,"Royal Palm Elementary",53,1243,1257.5,23.73,759,0,14.32]
[891,"Sanders Park Elementary",30,746,569.94,19,545,-1,18.79]
[3061,"Sandpiper Elementary",36,799,869,24.14,792,1,21.41]
[3401,"Sawgrass Elementary",36,820,820.5,22.79,966,2,25.42]
[3431,"Sawgrass Springs Middle",48,1295,1418.49,29.55,1416,1,28.9]
[2871,"Sea Castle Elementary",28,677,765.5,27.34,768,-2,29.54]
[601,"Seagull School",56,626,271.65,4.85,371,-11,8.24]
[1891,"Seminole Middle",51,1312,1092.92,21.43,1228,-18,37.21]
[1811,"Sheridan Hills Elementary",25,605,599.6,23.98,620,1,23.85]
[1321,"Sheridan Park Elementary",29,684,579.5,19.98,753,0,25.97]
[3371,"Silver Lakes Elementary",37,925,674.5,18.23,767,12,15.65]
[2971,"Silver Lakes Middle",52,1334,1388.83,26.71,1096,-12,27.4]
[3491,"Silver Palms Elementary",48,1158,875.5,18.24,1001,-5,23.28]
[3081,"Silver Ridge Elementary",33,762,591,17.91,540,-7,20.77]
[3331,"Silver Trail Middle",56,1540,1757.23,31.38,1601,0,28.59]
[405,"South Area Alternative Center",19,213,135.94,7.15,156,0,8.21]
[171,"South Broward High",72,1949,1634.12,22.7,1968,10,24]
[2351,"South Plantation High",85,2120,2172.91,25.56,2494,23,23.09]
[691,"Stirling Elementary",28,658,672,24,723,-2,27.81]
[3011,"Stoneman Douglas High",114,3179,2738.2,24.02,1864,-22,20.26]
[211,"Stranahan High",85,2122,1859.49,21.88,1982,-3,24.17]
[611,"Sunland Park Elementary",26,607,468.5,18.02,539,0,20.73]
[251,"Sunrise Middle",53,1408,1169.5,22.07,1196,-11,28.48]
[422,"Sunset School",14,268,0,0,0,0,0]
[1171,"Sunshine Elementary",28,685,863.5,30.84,852,6,25.06]
[2621,"Tamarac Elementary",40,888,1202,30.05,1251,2,29.79]
[2751,"Taravella J P High",95,2512,2389.58,25.15,2237,-2,24.05]
[571,"Tedder Elementary",30,654,667.6,22.25,702,0,23.4]
[3151,"Tequesta Trace Middle",44,1122,1736.7,39.47,1549,-6,40.76]
[1021,"The Quest Center",17,154,0,0,0,0,0]
[3481,"Tradewinds Elementary",38,944,1033,27.18,1177,9,25.04]
[731,"Tropical Elementary",27,700,650.5,24.09,661,0,24.48]
[1621,"Village Elementary",44,1034,899.62,20.45,893,-3,21.78]
[321,"Walker Elementary",42,964,826.47,19.68,783,1,18.21]
[511,"Watkins Elementary",35,875,764.58,21.85,877,0,25.06]
[2881,"Welleby Elementary",34,784,880.5,25.9,824,-3,26.58]
[161,"West Hollywood Elementary",34,792,673,19.79,696,0,20.47]
[2681,"Westchester Elementary",44,1052,1068.5,24.28,1020,-11,30.91]
[2831,"Western High",81,2070,1591.79,19.65,1281,-17,20.02]
[2832,"Western High Annex",46,1032,797,17.33,0,-26,0]
[2913,"Western High-9Th Grade Ctr",45,1220,796,17.69,0,-26,0]
[2052,"Westpine Middle",57,1497,1629.65,28.59,1197,-14,27.84]
[631,"Westwood Heights Elementary",55,1341,659.5,11.99,553,-16,14.18]
[452,"Whiddon-Rogers Ed Center",37,563,909,24.57,1189,12,24.27]
[1752,"Whispering Pines Ctr",8,74,0,0,0,0,0]
[191,"Wilton Manors Elementary",28,708,559,19.96,668,-6,30.36]
[991,"Wingate Oaks Center",26,214,0,0,0,0,0]
[3091,"Winston Park Elementary",39,970,1052,26.97,1184,8,25.19]
[3321,"Young, Virginia S. Elementary",30,732,736.5,24.55,809,0,26.97]
[3001,"Young, Walter C. Middle",64,1648,1620.68,25.32,1326,-17,28.21]
[]
[]
[null,225]
[]
[]
["2e.","BROWARD Total",8674,209378,190905.54999999996,"District Avg 22",220214,882,"District Avg 23"]
[]
["2f.","The number and percentage of district students (CO-FTE) planned to be educated in relocatable facilities during each year."]
[]
["LOC#","Site                              ",null,"1999-00","2000-01","2001-02","2002-03","2003-04","5 YEAR AVERAGE"]
[1741,"Anderson, Boyd H. High",null,0,0,0,0,0,0,null,0]
[1791,"Apollo Middle",null,310,280,212,212,182,239.2]
[2511,"Atlantic West Elementary",null,24,24,24,24,24,24]
[343,"Attucks Middle",null,0,0,0,0,0,0]
[2611,"Bair Middle",null,335,0,0,0,0,67]
[2001,"Banyan Elementary",null,188,188,188,188,188,188]
[641,"Bayview Elementary",null,93,93,93,0,0,55.8]
[201,"Bennett Elementary",null,56,56,56,48,48,52.8]
[341,"Bethune, Mary M. Elementary",null,446,446,446,144,144,325.2]
[971,"Boulevard Heights Elementary",null,0,0,0,0,0,0]
[811,"Broadview Elementary",null,188,188,24,24,24,89.6]
[501,"Broward Estates Elementary",null,116,100,100,100,100,103.2]
[1382,"Castle Hill Annex",null,0,0,0,0,0,0]
[1461,"Castle Hill Elementary",null,48,48,48,48,48,48]
[2641,"Central Park Elementary",null,169,169,169,44,44,119]
[2961,"Chapel Trail Elementary",null,130,130,130,130,130,130]
[1421,"Coconut Creek Elementary",null,161,141,141,0,0,88.6]
[1681,"Coconut Creek High",null,234,29,29,0,0,58.4]
[231,"Colbert Elementary",null,187,110,110,0,0,81.4]
[331,"Collins Elementary",null,37,37,37,37,37,37]
[1211,"Cooper City Elementary",null,205,157,157,157,157,166.6]
[1931,"Cooper City High",null,237,237,237,237,237,237]
[3041,"Coral Park Elementary",null,0,0,0,0,0,0]
[2551,"Coral Springs Elementary",null,44,44,44,44,44,44]
[1151,"Coral Springs High",null,469,469,0,0,0,187.6]
[2561,"Coral Springs Middle",null,204,204,444,444,444,348]
[3111,"Country Hills Elementary",null,0,0,0,0,0,0]
[2981,"Country Isles Elementary",null,0,0,0,0,0,0]
[901,"Cresthaven Elementary",null,0,0,0,0,0,0]
[221,"Croissant Park Elementary",null,191,148,148,68,68,124.6]
[1871,"Crystal Lake Community Middle",null,0,0,0,0,0,0]
[1781,"Cypress Elementary",null,0,0,0,0,0,0]
[1071,"Dandy, Wm. Middle",null,212,56,56,0,0,64.8]
[101,"Dania Elementary",null,0,0,0,0,0,0]
[2801,"Davie Elementary",null,281,72,72,48,48,104.2]
[11,"Deerfield Beach Elementary",null,0,0,0,0,0,0]
[1711,"Deerfield Beach High",null,575,46,46,0,0,133.4]
[911,"Deerfield Beach Middle",null,317,76,76,50,50,113.8]
[391,"Deerfield Park Elementary",null,0,0,0,0,0,0]
[271,"Dillard Elementary",null,0,0,0,0,0,0]
[371,"Dillard High",null,293,293,293,0,0,175.8]
[3221,"Drew Elementary",null,48,48,48,48,48,48]
[721,"Driftwood Elementary",null,0,0,0,0,0,0]
[861,"Driftwood Middle",null,836,0,0,0,0,167.2]
[3461,"Eagle Point Elementary",null,124,84,84,72,72,87.2]
[3441,"Eagle Ridge Elementary",null,0,0,0,0,0,0]
[3781,"Elementary D-6",null,0,0,0,0,0,0]
[null,"Elementary E-6",null,0,0,0,0,0,0]
[3631,"Elementary M-91",null,0,0,0,0,0,0]
[3551,"Elementary X",null,0,0,0,0,0,0]
[361,"Ely High",null,291,29,29,29,29,81.4]
[3191,"Embassy Creek Elementary",null,40,0,0,0,0,8]
[2942,"Everglades Elementary",null,0,0,0,0,0,0]
[2941,"Everglades Elementary Portable",null,0,0,0,0,0,0]
[1641,"Fairway Elementary",null,68,68,68,68,68,68]
[2541,"Flamingo Elementary",null,105,0,0,0,0,21]
[3391,"Flanagan, Charles High",null,0,0,0,0,0,0]
[3511,"Flanagan High 9th Grade Center",null,1439,1168,1168,1168,1168,1222.2]
[851,"Floranada Elementary",null,0,0,0,0,0,0]
[3051,"Forest Glen Middle",null,276,234,234,234,234,242.4]
[2631,"Forest Hills Elementary",null,0,0,0,0,0,0]
[951,"Fort Lauderdale High",null,116,58,58,29,29,58]
[921,"Foster, Stephen Elementary",null,0,0,0,0,0,0]
[3531,"Fox Trail Elementary",null,0,0,0,0,0,0]
[3642,"Gator Run Elementary",null,0,0,0,0,0,0]
[3641,"Gator Run Elementary Portable",null,0,0,0,0,0,0]
[2851,"Griffin Elementary",null,0,0,0,0,0,0]
[131,"Hallandale Elementary",null,80,24,24,24,24,35.2]
[403,"Hallandale High",null,0,0,0,0,0,0]
[491,"Harbordale Elementary",null,0,0,0,0,0,0]
[3131,"Hawkes Bluff Elementary",null,222,222,222,222,222,222]
[3541,"High School GGG",null,0,0,0,0,0,0]
[3623,"High School HHH",null,0,0,0,0,0,0]
[121,"Hollywood Central Elementary",null,0,0,0,0,0,0]
[111,"Hollywood Hills Elementary",null,214,214,214,20,20,136.4]
[1661,"Hollywood Hills High",null,52,120,240,240,240,178.4]
[1761,"Hollywood Park Elementary",null,0,0,0,0,0,0]
[2531,"Horizon Elementary",null,108,60,60,60,60,69.6]
[1971,"Hunt, James S. Elementary",null,0,0,0,0,0,0]
[3471,"Indian Ridge Middle",null,0,48,96,96,96,67.2]
[3181,"Indian Trace Elementary",null,206,206,206,206,206,206]
[1611,"King, Martin Luther Elementary",null,152,74,74,0,0,60]
[831,"Lake Forest Elementary",null,217,129,129,129,129,146.6]
[3591,"Lakeside Elementary",null,0,0,0,0,0,0]
[621,"Larkdale Elementary",null,278,20,20,0,0,63.6]
[1701,"Lauderdale Lakes Middle",null,176,176,72,72,72,113.6]
[431,"Lauderdale Manors Elementary",null,0,0,0,0,0,0]
[1391,"Lauderhill Middle",null,495,0,0,0,0,99]
[1381,"Lauderhill, P. T. Elementary",null,0,0,0,0,0,0]
[1091,"Lloyd Estates Elementary",null,153,73,73,73,73,89]
[2741,"Maplewood Elementary",null,102,102,102,102,102,102]
[1161,"Margate Elementary",null,239,165,237,237,237,223]
[581,"Margate Middle",null,48,48,48,48,48,48]
[1671,"Markham, Robert Elementary",null,0,0,0,0,0,0]
[3291,"Marshall, Thurgood Elementary",null,0,0,0,0,0,0]
[241,"McArthur High",null,435,435,406,377,377,406]
[841,"McNab Elementary",null,0,0,0,0,0,0]
[481,"McNicol Middle",null,0,0,0,0,0,0]
[761,"Meadowbrook Elementary",null,107,107,107,107,107,107]
[3771,"Middle School F-91",null,0,0,0,0,0,0]
[3101,"Middle School HH",null,0,0,0,0,0,0]
[3622,"Middle School KK",null,0,0,0,0,0,0]
[531,"Miramar Elementary",null,0,0,0,0,0,0]
[1751,"Miramar High",null,208,208,0,0,0,83.2]
[1841,"Mirror Lake Elementary",null,176,156,156,92,92,134.4]
[2691,"Morrow Elementary",null,0,0,0,0,0,0]
[3701,"New East \"GG\" (K-8)",null,0,0,0,0,0,0]
[3711,"New Middle II",null,0,0,0,0,0,0]
[3671,"New Middle MM",null,0,0,0,0,0,0]
[881,"New River  Middle",null,24,24,24,0,0,14.4]
[2914,"New Y-91 (K-8)",null,0,0,0,0,0,0]
[2671,"Nob Hill Elementary",null,124,124,124,100,100,114.4]
[561,"Norcrest Elementary",null,0,0,0,0,0,0]
[521,"North Andrews Gardens Elementary",null,436,0,0,0,0,87.2]
[1191,"North Fork Elementary",null,0,0,0,0,0,0]
[2231,"North Lauderdale Elementary",null,155,155,0,0,0,62]
[41,"North Side Elementary",null,48,48,48,48,48,48]
[1241,"Northeast High",null,0,0,0,0,0,0]
[1282,"Nova Forman Elementary",null,373,349,349,349,349,353.8]
[1271,"Nova Eisenhower Elementary",null,132,72,72,72,72,84]
[1281,"Nova High",null,402,264,264,264,264,291.6]
[1311,"Nova Middle",null,497,108,108,108,108,185.8]
[31,"Oakland Park Elementary",null,258,258,15,15,15,112.2]
[461,"Oakridge Elementary",null,0,0,0,0,0,0]
[471,"Olsen Middle",null,0,0,0,0,0,0]
[711,"Orange Brook Elementary",null,16,0,0,0,0,3.2]
[1831,"Oriole Elementary",null,154,114,0,0,0,53.6]
[3311,"Palm Cove Elementary",null,188,144,144,144,144,152.8]
[1131,"Palmview Elementary",null,77,77,77,77,77,77]
[3571,"Panther Run Elementary",null,0,0,0,0,0,0]
[1951,"Park Ridge Elementary",null,309,249,249,47,47,180.2]
[3171,"Park Springs Elementary",null,0,0,0,0,0,0]
[701,"Parkway Middle",null,286,234,234,0,0,150.8]
[2071,"Pasadena Lakes Elementary",null,96,96,96,48,48,76.8]
[2661,"Pembroke Lakes Elementary",null,96,96,96,0,0,57.6]
[1221,"Pembroke Pines Elementary",null,153,102,102,102,102,112.2]
[1631,"Perry, Annabel Elementary",null,311,311,81,81,81,173]
[1011,"Perry, Henry D. Middle",null,434,361,361,361,361,375.6]
[931,"Peters Elementary",null,160,160,160,0,0,96]
[2861,"Pines Lakes Elementary",null,128,128,128,128,128,128]
[1881,"Pines Middle",null,667,364,364,364,364,424.6]
[2811,"Pinewood Elementary",null,128,108,108,108,108,112]
[2571,"Pioneer Middle",null,194,194,194,194,194,194]
[1901,"Piper High",null,638,638,638,638,638,638]
[941,"Plantation Elementary",null,0,0,0,0,0,0]
[1451,"Plantation High",null,175,175,175,175,175,175]
[551,"Plantation Middle",null,26,0,0,0,0,5.2]
[1251,"Plantation Park Elementary",null,58,58,58,58,58,58]
[751,"Pompano Beach Elementary",null,24,24,24,0,0,14.4]
[21,"Pompano Beach Middle",null,380,0,0,0,0,76]
[3121,"Quiet Waters Elementary",null,166,166,166,166,166,166]
[2721,"Ramblewood Elementary",null,72,72,72,0,0,43.2]
[2711,"Ramblewood Middle",null,460,460,460,324,30,346.8]
[2121,"Rickards Middle",null,428,428,428,428,288,400]
[2891,"Riverglades Elementary",null,48,0,0,0,0,9.6]
[151,"Riverland Elementary",null,75,75,75,50,50,65]
[3031,"Riverside Elementary",null,66,66,66,12,12,44.4]
[681,"Rock Island Elementary",null,48,48,48,0,0,28.8]
[1851,"Royal Palm Elementary",null,382,382,382,382,382,382]
[891,"Sanders Park Elementary",null,114,94,94,94,94,98]
[3061,"Sandpiper Elementary",null,148,148,148,148,148,148]
[3401,"Sawgrass Elementary",null,24,48,48,48,48,43.2]
[3431,"Sawgrass Springs Middle",null,181,186,186,186,186,185]
[2871,"Sea Castle Elementary",null,0,0,0,0,0,0]
[1891,"Seminole Middle",null,404,156,156,0,0,143.2]
[1811,"Sheridan Hills Elementary",null,158,158,158,138,138,150]
[1321,"Sheridan Park Elementary",null,0,0,0,0,0,0]
[3371,"Silver Lakes Elementary",null,0,0,0,0,0,0]
[2971,"Silver Lakes Middle",null,0,0,0,0,0,0]
[3491,"Silver Palms Elementary",null,180,180,180,180,180,180]
[3081,"Silver Ridge Elementary",null,0,0,0,0,0,0]
[3331,"Silver Trail Middle",null,0,0,0,0,0,0]
[171,"South Broward High",null,0,0,0,0,0,0]
[2351,"South Plantation High",null,247,247,116,116,116,168.4]
[691,"Stirling Elementary",null,0,0,0,0,0,0]
[3011,"Stoneman Douglas High",null,864,265,265,265,265,384.8]
[211,"Stranahan High",null,222,147,147,147,147,162]
[611,"Sunland Park Elementary",null,0,0,0,0,0,0]
[251,"Sunrise Middle",null,278,0,0,0,0,55.6]
[1171,"Sunshine Elementary",null,0,0,0,0,0,0]
[2621,"Tamarac Elementary",null,0,0,0,0,0,0]
[2751,"Taravella J P High",null,694,0,0,0,0,138.8]
[571,"Tedder Elementary",null,188,188,188,188,188,188]
[3621,"Tequesta Trace Annex",null,40,0,0,0,0,8]
[3151,"Tequesta Trace Middle",null,0,0,0,0,0,0]
[3481,"Tradewinds Elementary",null,72,144,216,216,216,172.8]
[731,"Tropical Elementary",null,0,0,0,0,0,0]
[1621,"Village Elementary",null,90,90,90,90,90,90]
[321,"Walker Elementary",null,226,24,24,24,24,64.4]
[511,"Watkins Elementary",null,0,0,0,0,0,0]
[2881,"Welleby Elementary",null,56,40,40,0,0,27.2]
[161,"West Hollywood Elementary",null,50,50,50,50,50,50]
[2681,"Westchester Elementary",null,20,20,20,20,20,20]
[2831,"Western High",null,379,0,0,0,0,75.8]
[2911,"Western High 9th Grade Center",null,1381,0,0,0,0,276.2]
[2052,"Westpine Middle",null,344,0,0,0,0,68.8]
[631,"Westwood Heights Elementary",null,0,0,0,0,0,0]
[191,"Wilton Manors Elementary",null,0,0,0,0,0,0]
[3091,"Winston Park Elementary",null,239,239,239,239,239,239]
[3321,"Young, Virginia S. Elementary",null,0,0,0,0,0,0]
[3001,"Young, Walter C. Middle",null,182,182,182,182,182,182]
[]
[2221,"Atlantic Vocational Center",null,0,0,0,0,0,0]
[871,"Bright Horizons School",null,0,0,0,0,0,0]
[3222,"Cross Creek School",null,39,39,39,0,0,23.4]
[2123,"Cypress Run Alternative / Exceptional Center",null,132,84,84,0,0,60]
[302,"Drew Family Resource Ctr.",null,0,0,0,0,0,0]
[null,"Drew Resource Teen Parent Program",null,264,264,264,264,264,264]
[592,"Hallandale Adult/Community",null,0,0,0,0,0,0]
[1291,"McFatter Voc-Tech Center",null,0,0,0,0,0,0]
[3651,"North Area Adult Ed Ctr",null,267,267,267,267,267,267]
[653,"Pine Ridge Alternative Center",null,40,40,40,40,40,40]
[185,"Pompano Beach High School Institute of International Studies",null,0,0,0,0,0,0]
[181,"Pompano Multipurpose Ctr.",null,0,0,0,0,0,0]
[601,"Seagull School",null,565,427,427,427,427,454.6]
[1051,"Sheridan Vocational Center",null,0,0,0,0,0,0]
[405,"South Area Alternative Center",null,0,0,0,0,0,0]
[422,"Sunset School",null,0,0,0,0,0,0]
[1021,"The Quest Center",null,0,0,0,0,0,0]
[452,"Whiddon-Rogers Ed Center",null,0,0,0,0,0,0]
[412,"Whiddon-Rogers Education Center Annex",null,0,0,0,0,0,0]
[1752,"Whispering Pines Ctr",null,12,12,12,12,12,12]
[991,"Wingate Oaks Center",null,0,0,0,0,0,0]
[]
[]
["2f.","BROWARD Total students in relocatables by year",null,29753,18588,17225,13984,13520,18614]
[null,"Total number of CO-FTE students projected by year",null,237094,241248,244741,246778,247899,243552]
[null,"Percent in relocatables by year",null,0.13,0.08,0.07,0.06,0.05,0.08]
[]
["2g.","Plans for the closure of any school, including plans for disposition of the facility or usage of facility space, and anticipated revenues."]
[null,"None"]
[{"$nulls":10},"State Average","State Average","State Average","State Average","State Average","State Average"]
["3 .","The projected cost for each project identified in the tentative district facilities work program.",{"$nulls":7},"Year",1998,1998,1998,1998,1998,1998]
[{"$nulls":9},"Type of School","GSF/Low/StuSta","GSF/Avg/StuSta","GSF/Hi/StuSta","COST/Low/StuSta","COST/Avg/StuSta","COST/Hi/StuSta"]
[{"$nulls":9},1,70,107,174,7485,11173,16419]
[null,"1998 State-wide totals - Gross Sq Ft per student station: Elem low 70, avg 107, high 174; Middle low 88, avg 90, high 180; High School low 117, avg 130, high 143 ",{"$nulls":7},2,88,90,180,7226,13517,18473]
[null,"1998 State-wide totals - Cost per student station: Elem low 7,485, avg 11,173, high 16,419; Middle low 7,226,avg 13,517, high 18,473; High School low 16,957, avg 19,323, high  21,507 ",{"$nulls":7},3,117,130,144,16957,19232,21507]
[]
["3a.","1999-00 Year","Type of School (new schools only)  Others=0","1999-00","1999-00","1999-00","1999-00","1998 State Avg","1998 State Avg","1998 State Avg","1999 Projected","1998 State Avg","1998 State Avg","1998 State Avg"]
[null,"Project Description","Elem=1, Middle=2, High=3, K-8=2, K-12=3, VoTech=3, ESE=3","PLANNED COST","Student Stations","Gross Sq. Ft","GSF/per StuSta","GSF/Low/StuSta","GSF/Avg/StuSta","GSF/High/StuSta","COST/per StuSta","COST/Low/StuSta","COST/Avg/StuSta","COST/High/StuSta"]
[1741,"Anderson, Boyd H. High","Classroom Addition",6825224,560,23688,42.3,0,0,0,12187.9,0,0,0]
[641,"Bayview Elementary","Phased Replacement II of III",5456000,456,42500,93.2,0,0,0,11964.91,0,0,0]
[1461,"Castle Hill Elementary","Classroom Addition",1300000,109,12400,113.76,0,0,0,11926.61,0,0,0]
[11,"Deerfield Beach Elementary","Phased Replacement II of II",7471889,750,66500,88.67,0,0,0,9962.52,0,0,0]
[1711,"Deerfield Beach High","Classroom Addition",10497000,672,29400,43.75,0,0,0,15620.54,0,0,0]
[371,"Dillard High","Classroom Building",9368604,1250,72800,58.24,0,0,0,7494.88,0,0,0]
[371,"Dillard High","Phased Replacement & New Arts Center Magnet",39907417,1976,140000,70.85,0,0,0,20196.06,0,0,0]
[721,"Driftwood Elementary","Phased Replacement II of II & Demolition",2500800,209,20400,97.61,0,0,0,11965.55,0,0,0]
[861,"Driftwood Middle","Phased Replacement II, III & IV of IV",6735146,500,27600,55.2,0,0,0,13470.29,0,0,0]
["TBA","Elementary \"D-6\"  ",1,12900000,1092,114411,104.77,70,107,174,11813.19,7485,11173,16419]
["TBA","Elementary \"E-6\"",1,12900000,1092,114411,104.77,70,107,174,11813.19,7485,11173,16419]
["TBA","Elementary \"F-91\"",1,9400000,786,84491,107.49,70,107,174,11959.29,7485,11173,16419]
[3631,"Elementary \"M-91\"",1,14485173,1092,114411,104.77,70,107,174,13264.81,7485,11173,16419]
["TBA","Elementary \"N-91\"",1,9400000,786,84491,107.49,70,107,174,11959.29,7485,11173,16419]
[851,"Floranada Elementary",1,12197219.700000001,1025,108650,106,70,107,174,11899.73,7485,11173,16419]
[951,"Fort Lauderdale High","Phased Replacement",13197999,988,117600,119.03,0,0,0,13358.3,0,0,0]
[592,"Hallandale Adult/Community","Classroom Addition",3770999,386,27600,71.5,0,0,0,9769.43,0,0,0]
[131,"Hallandale Elementary","Phased Replacement II of II",11367000,950,93000,97.89,0,0,0,11965.26,0,0,0]
[3541,"High School \"GGG\"",3,45779799,3026,414562,137,117,130,144,15128.82,16957,19232,21507]
[3623,"High School \"HHH\"",3,43381328,3026,414562,137,117,130,144,14336.2,16957,19232,21507]
[831,"Lake Forest Elementary","Phased Replacement II of II",5375000,450,60000,133.33,0,0,0,11944.44,0,0,0]
[1161,"Margate Elementary","Classroom Addition",2038000,240,17955,74.81,0,0,0,8491.67,0,0,0]
[581,"Margate Middle","Classroom Addition",3058000,336,15400.8,45.84,0,0,0,9101.19,0,0,0]
[241,"McArthur High","Classroom Addition/Phased Repl. II & III of III",12200000,672,46480,69.17,0,0,0,18154.76,0,0,0]
[761,"Meadowbrook Elementary","Phased Replacement II of II",3697000,309,25536,82.64,0,0,0,11964.4,0,0,0]
["TBA","Middle \"GG\"",2,19137000,1450,162247,111.89,88,90,180,13197.93,7226,13517,18473]
[3101,"Middle \"HH\"",2,24975329,1942,211789,109.06,88,90,180,12860.62,7226,13517,18473]
[3711,"Middle \"II\"",2,19137000,1450,162247,111.89,88,90,180,13197.93,7226,13517,18473]
[3622,"Middle \"KK\"",2,25689303,1942,211789,109.06,88,90,180,13228.27,7226,13517,18473]
[3671,"Middle \"MM\"",2,25886000,1942,211789,109.06,88,90,180,13329.56,7226,13517,18473]
[1191,"North Fork Elementary","Classroom Addition",1430000,120,9310,77.58,0,0,0,11916.67,0,0,0]
[653,"Pine Ridge Alternative Center","Classroom Addition",907961,84,3129.84,37.26,0,0,0,10809.06,0,0,0]
[941,"Plantation Elementary",1,12274015,1025,108650,106,70,107,174,11974.65,7485,11173,16419]
[1451,"Plantation High","Classroom Addition",6522000,672,29400,43.75,0,0,0,9705.36,0,0,0]
[551,"Plantation Middle","Classroom Addition",1796882,180,9108,50.6,0,0,0,9982.68,0,0,0]
[185,"Pompano Beach High School Institute of International Studies","Phased Replacement II of III",12700000,700,75040,107.2,0,0,0,18142.86,0,0,0]
[1851,"Royal Palm Elementary","Classroom Addition",3290000,275,26219.62,95.34,0,0,0,11963.64,0,0,0]
[2971,"Silver Lakes Middle","Classroom Addition",2646000,336,15400.8,45.84,0,0,0,7875,0,0,0]
[171,"South Broward High","Phased Replacement II & III of III Demolition",35800000,1976,275100,139.22,0,0,0,18117.41,0,0,0]
["0211","Stranahan High","Classroom Addition",2039000,120,13400,111.67,0,0,0,16991.67,0,0,0]
[1171,"Sunshine Elementary","Classroom Addition",2339000,200,12369,61.85,0,0,0,11695,0,0,0]
[2621,"Tamarac Elementary","Classroom Addition",3690000,309,17024,55.09,0,0,0,11941.75,0,0,0]
[2751,"Taravella J P High","Classroom Addition",6909000,672,29400,43.75,0,0,0,10281.25,0,0,0]
[1621,"Village Elementary","Classroom Addition",2500000,212,11758.53,55.46,0,0,0,11792.45,0,0,0]
[321,"Walker Elementary","Classroom Addition",3000000,256,14763,57.67,0,0,0,11718.75,0,0,0]
[452,"Whiddon-Rogers Ed Center","Classroom Addition",4350000,240,27600,115,0,0,0,18125,0,0,0]
[191,"Wilton Manors Elementary","Phased Replacement II of II",4300000,360,21546,59.85,0,0,0,11944.44,0,0,0]
[]
["3a.","BROWARD Total 1999-00",null,526528087.7,39201,3947928.5899999994,100.71,null,null,null,13431.5]
[]
["3b.","2000-2001 Year","Type of School (new schools only)  Others=0","2000-01","2000-01","2000-01","2000-01","1998 State Avg","1998 State Avg","1998 State Avg","2000 Projected","1998 State Avg","1998 State Avg","1998 State Avg"]
[null,"Project Description","Elem=1, Middle=2, High=3, K-8=2, K-12=3, VoTech=3, ESE=3","PLANNED COST","Student Stations","Gross Sq. Ft","GSF/per StuSta","GSF/Low/StuSta","GSF/Avg/StuSta","GSF/High/StuSta","COST/per StuSta","COST/Low/StuSta","COST/Avg/StuSta","COST/High/StuSta"]
[341,"Bethune, Mary M. Elementary","Phased Replacement II",5600000,475,24000,50.53,0,0,0,11789.47,0,0,0]
[811,"Broadview Elementary","Classroom Addition",2141000,200,11863.6,59.32,0,0,0,10705,0,0,0]
["TBA","Elementary \"X\"",1,12900000,1092,114411,104.77,70,107,174,11813.19,7485,11173,16419]
[1751,"Miramar High","Classroom Addition",7745000,792,40990.6,51.76,0,0,0,9779.04,0,0,0]
[521,"North Andrews Gardens Elementary","Phased Replacement III of III",8800000,740,75422.97,101.92,0,0,0,11891.89,0,0,0]
[31,"Oakland Park Elementary","Classroom Addition",1325000,180,13300,73.89,0,0,0,7361.11,0,0,0]
[1831,"Oriole Elementary","Classroom Addition",2350000,200,13346.55,66.73,0,0,0,11750,0,0,0]
[1631,"Perry, Annabel Elementary","Classroom Addition",2649000,224,14000,62.5,0,0,0,11825.89,0,0,0]
[]
["3b","BROWARD Total 2000-01",null,43510000,3903,307334.72000000003,78.74,null,null,null,11147.83]
[]
["3c.","2001-2002 Year","Type of School (new schools only)  Others=0","2001-02","2001-02","2001-02","2001-02","1998 State Avg","1998 State Avg","1998 State Avg","2001 Projected","1998 State Avg","1998 State Avg","1998 State Avg"]
[null,"Project Description","Elem=1, Middle=2, High=3, K-8=2, K-12=3, VoTech=3, ESE=3","PLANNED COST","Student Stations","Gross Sq. Ft","GSF/per StuSta","GSF/Low/StuSta","GSF/Avg/StuSta","GSF/High/StuSta","COST/per StuSta","COST/Low/StuSta","COST/Avg/StuSta","COST/High/StuSta"]
[1791,"Apollo Middle","Classroom Addition",1528000,120,9660,80.5,0,0,0,12733.33,0,0,0]
[2641,"Central Park Elementary","Classroom Addition",2140000,240,17955,74.81,0,0,0,8916.67,0,0,0]
[1421,"Coconut Creek Elementary","Classroom Addition",2037000,240,17955,74.81,0,0,0,8487.5,0,0,0]
[231,"Colbert Elementary","Phased Replacement I of II",2900000,245,34000,138.78,0,0,0,11836.73,0,0,0]
[1781,"Cypress Elementary","Classroom Addition",1325000,240,17955,74.81,0,0,0,5520.83,0,0,0]
[2123,"Cypress Run Alternative / Exceptional Center",3,2650000,146,40000,273.97,117,130,144,18150.68,16957,19232,21507]
[111,"Hollywood Hills Elementary","Phased Replacement II of III",2900000,250,36176,144.7,0,0,0,11600,0,0,0]
[2231,"North Lauderdale Elementary","Classroom Addition",2140999,240,17955,74.81,0,0,0,8920.83,0,0,0]
[1951,"Park Ridge Elementary","Classroom Addition",1324999,120,9310,77.58,0,0,0,11041.66,0,0,0]
[931,"Peters Elementary","Classroom Addition & Renovation",2445000,240,24605,102.52,0,0,0,10187.5,0,0,0]
[2351,"South Plantation High","Classroom Addition",9172000,720,56000,77.78,0,0,0,12738.89,0,0,0]
[3091,"Winston Park Elementary","Classroom Addition",2650000,240,17955,74.81,0,0,0,11041.67,0,0,0]
[]
["3c","BROWARD Total 2001-02",null,33212998,3041,299526,98.5,null,null,null,10921.74]
[]
["3d.","2002-2003 Year","Type of School (new schools only)  Others=0","2002-03","2002-03","2002-03","2002-03","1998 State Avg","1998 State Avg","1998 State Avg","2002 Projected","1998 State Avg","1998 State Avg","1998 State Avg"]
[null,"Project Description","Elem=1, Middle=2, High=3, K-8=2, K-12=3, VoTech=3, ESE=3","PLANNED COST","Student Stations","Gross Sq. Ft","GSF/per StuSta","GSF/Low/StuSta","GSF/Avg/StuSta","GSF/High/StuSta","COST/per StuSta","COST/Low/StuSta","COST/Avg/StuSta","COST/High/StuSta"]
[2711,"Ramblewood Middle","Classroom Addition",4500000,336,15400.8,45.84,0,0,0,13392.86,0,0,0]
[]
["3d.","BROWARD Total 2002-03",null,4500000,336,15400.8,45.84,null,null,null,13392.86]
[]
["3e.","2003-2004 Year","Type of School (new schools only)  Others=0","2003-04","2003-04","2003-04","2003-04","1998 State Avg","1998 State Avg","1998 State Avg","2003 Projected","1998 State Avg","1998 State Avg","1998 State Avg"]
[null,"Project Description","Elem=1, Middle=2, High=3, K-8=2, K-12=3, VoTech=3, ESE=3","PLANNED COST","Student Stations","Gross Sq. Ft","GSF/per StuSta","GSF/Low/StuSta","GSF/Avg/StuSta","GSF/High/StuSta","COST/per StuSta","COST/Low/StuSta","COST/Avg/StuSta","COST/High/StuSta"]
[1791,"Apollo Middle","Remodeling/ Addition",680000,50,6982.5,139.65,0,0,0,13600,0,0,0]
["TBA","Elementary \"I\"",1,12900000,1092,114411,104.77,70,107,174,11813.19,7485,11173,16419]
["TBA","Elementary \"II\"",1,12900000,1092,114411,104.77,70,107,174,11813.19,7485,11173,16419]
["TBA","Elementary \"III\"",1,12900000,1092,114411,104.77,70,107,174,11813.19,7485,11173,16419]
["TBA","Elementary \"IV\"",1,12900000,1092,114411,104.77,70,107,174,11813.19,7485,11173,16419]
["TBA","Elementary \"V\"",1,12900000,1092,114411,104.77,70,107,174,11813.19,7485,11173,16419]
["TBA","Elementary \"VI\"",1,12900000,1092,114411,104.77,70,107,174,11813.19,7485,11173,16419]
["TBA","Elementary \"VII\"",1,12900000,1092,114411,104.77,70,107,174,11813.19,7485,11173,16419]
["TBA","Elementary \"VIII\"",1,9400000,780,84491,108.32,70,107,174,12051.28,7485,11173,16419]
[361,"Ely High","Classroom Addition",9000000,672,33600,50,0,0,0,13392.86,0,0,0]
["TBA","High School \"FFF\"",3,39830000,3026,414562,137,117,130,144,13162.59,16957,19232,21507]
["TBA","High School \"III\"",3,39830000,3026,414562,137,117,130,144,13162.59,16957,19232,21507]
[1701,"Lauderdale Lakes Middle","Remodeling",680000,50,6982.5,139.65,0,0,0,13600,0,0,0]
[1391,"Lauderhill Middle","Remodeling",680000,50,6982.5,139.65,0,0,0,13600,0,0,0]
["TBA","Middle \"LL\"",2,19137000,1450,162247,111.89,88,90,180,13197.93,7226,13517,18473]
[2121,"Rickards Middle","Remodeling/Addition",2500000,200,19950,99.75,0,0,0,12500,0,0,0]
[]
["3e","BROWARD Total 2003-04",null,212037000,16948,1951236.5,115.13,null,null,null,12511.03]
[]
["3f.","BROWARD 5-Year Total",null,819788085.7,63429,6521426.609999999]
[]
["4 .","Schedule of Estimated Capital Outlay Revenue from each currently approved source which is estimated to be available for expenditures on the"]
[null,"projects included in the tentative district facilities work program.   All amounts below are NET after considering carryover balances, interest earned, new COP's, 237 loans etc."]
[]
[null,null,null,"1999-00","2000-01","2001-02","2002-03","2003-04"]
[null,null,null,"Actual Budget","Projected","Projected","Projected","Projected","5 YEAR TOTAL"]
[null,"The Millege projected for discretionary capital outlay per s.236.25",null,2,2,2,2,2,10]
[null,"Full value of the 2-Mill discretionary capital outlay per s.236.25",null,132493135,135787000,142034000,149420000,156741000,716475135]
[null,"Value of the portion of the 2-Mills ACTUALLY levied.",null,137889484,135787000,142034000,149420000,156741000,721871484,"2 mill Expenditures"]
[null,"  less amount used to purchase school busses",null,3663048,7479583,7704001,9199082,10559888,38605602,0.0534798822999358]
[null,"  less amount used to purchase other vehicles",null,2040000,2163000,2291544,2425794,2464845,11385183,0.0157717588966293]
[null,"  less amount transferred to operating budget for maintenance/repair",null,15600000,2203000,12801000,10301000,6638000,47543000,0.0658607536850701]
[null,"  less amount used for maintenance/repair",null,18358088,17614691,15580000,16422000,15450000,83424779,0.115567356307982]
[null,"  less amount used to purchase capital outlay equipment",null,4750000,5500000,5500000,5500000,5500000,26750000,0.0370564575452879]
[null,"  less amount used to correct environmental problems",null,10485691,7612079,4473000,2000000,2000000,26570770,0.0368081723532938]
[null,"  less amount transferred to operating budget for salaries",null,0,0,0,0,0,0,0]
[null,"  less amount used to pay debt service for s.237 loans",null,4500000,4000000,4000000,0,0,12500000,0.0173161016566766]
[null,"  less amount to pay debt service for COP's ",null,30523499,34680000,50874000,62467000,67200000,245744499,0.340426938100245]
[null,"  less other (please be specific)",null,21696016,25580767,24082455,23101124,23624267,118084629,0.163581235188395,"ALL Capital Outlay Expenditures"]
[null,"Net available 2-mills to construct new stu stations & core facilities",null,26273142,28953880,14728000,18004000,23304000,111263022,0.154131343966484,0.12933107933882265]
[null,"P E C O New Construction",null,10993404,5017000,6400000,9210000,7664000,39284404,null,0.0456638178540788]
[null,"C O & D S   Bond Proceeds  received on 20 March 1998",null,2320115,1158000,902000,914000,1255000,6549115,null,0.0076126290337869265]
[null,"C O & D S maximum potential bond proceeds",null,4088846,6430000,3120000,100000,0,13738846,null,0.01596990401761572]
[null,"Proceeds from 1/2 cent sales surtax authorized",null,0,0,0,0,0,0,null,0]
[null,"Proceeds from a s.237 loan",null,150000,0,0,0,0,150000,null,0.00017435857441319003]
[null,"Proceeds from local governmental infrastructure sales surtax",null,0,0,0,0,0,0,null,0]
[null,"Voted local bond referendum proceeds per s.9, Art VII State Const.",null,100000,0,0,0,0,100000,null,0.00011623904960879335]
[null,"Proceeds from Certificates of Participation (COP's)",null,61354961,175293693,77193207,45768050,48331359,407941270,null,0.4741870552100416]
[null,"Classrooms First Bond proceeds amount authorized in FY 1997-98",null,240182790,0,0,0,0,240182790,null,0.27918619241988396]
[null,"Impact fees received",null,13161644,6300000,6850000,7000000,7000000,40311644,null,0.04685787186728017]
[null,"Private donations / Sale of Land",null,155000,155000,155000,155000,155000,775000,null,0.0009008526344681484]
[null,"Grants from local governments or not-for-profit organizations",null,0,0,0,0,0,0,null,0]
["4.","BROWARD Total",null,358779902,223307573,109348207,81151050,87709359,860296091,0.9999999999999996,1]
[]
["5 .","Schedule indicating which projects included in the tentative district facilities work program will be funded from current revenues projected"]
[null,"in paragraph 4 above."]
[null,null,null,"1999-00","2000-01","2001-02","2002-03","2003-04"]
["Loc#","Project Description",null,"Actual Budget","Projected","Projected","Projected","Projected","5 YEAR TOTAL"]
[1741,"Anderson, Boyd H. High","Classroom Addition",2963190,59810,null,null,null,3023000]
[1791,"Apollo Middle","Classroom Addition",null,null,1241117,208625,78258,1528000]
[1791,"Apollo Middle","Classroom Addition",{"$nulls":4},700000,700000]
[2511,"Atlantic West Elementary","Land Acquisition",300000,{"$nulls":4},300000]
[641,"Bayview Elementary","Phased Replacement II of III",6948275,1164725,null,null,null,8113000]
[341,"Bethune, Mary M. Elementary","Phased Replacement II",null,544603,123124,5446273,null,6114000]
[811,"Broadview Elementary","Classroom Addition",null,187935,1646119,306946,null,2141000]
[1461,"Castle Hill Elementary","Classroom Addition / New Cafeteria / Kitchen",2009703,780061,31235,null,null,2820999]
[2641,"Central Park Elementary","Classroom Addition",null,null,207591,1778824,153585,2140000]
[1421,"Coconut Creek Elementary","Classroom Addition",null,null,178177,1567208,291615,2037000]
[231,"Colbert Elementary","Phased Replacement I of II",null,null,516964,4272334,306702,5096000]
[1211,"Cooper City Elementary","New Cafeteria / Kitchen",null,null,null,395042,2321420,2716462]
[1781,"Cypress Elementary","Classroom Addition",null,null,115865,1018835,190300,1325000]
[2123,"Cypress Run Alternative / Exceptional Center","New School",null,null,500031,4405291,393678,5299000]
[911,"Deerfield Beach Middle","Phased Replacement",3502244,{"$nulls":4},3502244]
[11,"Deerfield Beach Elementary","Phased Replacement II of II",5326510,749000,null,null,null,6075510]
[1711,"Deerfield Beach High","Classroom Addition",909648,7794639,1792713,null,null,10497000]
[371,"Dillard High","Classroom Building",10311390,1340000,null,null,null,11651390]
[371,"Dillard High","Phased Replacement & New Arts Center",36833276,1956705,1117436,null,null,39907417]
[0,"District Wide","Capitalized Cost",12131089,7626000,8276000,9125000,9125000,46283089]
[0,"District Wide","COLA",5230701,4194014,4432150,7100000,7459759,28416624]
[0,"District Wide","Contingency",10068041,4688228,8172197,11004381,3229000,37161847]
[0,"District Wide","Legal & Contingency",7902770,3600000,3600000,3600000,3600000,22302770]
[0,"District Wide","Site Acquisition",500000,500000,500000,500000,1000000,3000000]
[721,"Driftwood Elementary","Phased Replacement II of II",3730200,689800,null,null,null,4420000]
[861,"Driftwood Middle","Phased Replacement II, III & IV of IV",4686559,{"$nulls":4},4686559]
["TBA","Elementary \"D-6\"  ","New School",1312100,9858900,1729000,null,null,12900000]
["TBA","Elementary \"E-6\"","New School",1351197,10755451,1040352,null,null,13147000]
["TBA","Elementary \"F-91\"","New School",765167,7135360,1499473,null,null,9400000]
[3631,"Elementary \"M-91\"","New School",14161096,262512,null,null,null,14423608]
["TBA","Elementary \"N-91\"","New School",865084,7107247,1216981,210688,null,9400000]
["TBA","Elementary \"X\"","Land Acquisition",4000000,{"$nulls":4},4000000]
["TBA","Elementary \"X\"","New School",10754891,1872598,262512,null,null,12890001]
[361,"Ely High","Classroom Addition",{"$nulls":4},1000000,1000000]
[361,"Ely High","Classroom Addition",null,null,3057000,null,null,3057000]
[2942,"Everglades Elementary","New School",3717228,{"$nulls":4},3717228]
[851,"Floranada Elementary","Replacement School",8444396,1165999,null,null,null,9610395]
[951,"Fort Lauderdale High","Phased Replacement",1690555,8945749,1619750,941945,null,13197999]
["TBA","Gator Run Elementary","New School",3497618,{"$nulls":4},3497618]
[592,"Hallandale Adult/Community","Classroom Addition",313034,73080,2744914,541974,97997,3770999]
[131,"Hallandale Elementary","Phased Replacement II of II",1620228,11444772,null,null,null,13065000]
[491,"Harbordale Elementary","Remodel, Renovate, and Expand Cafeteria / Kitchen",{"$nulls":4},300000,300000]
[3541,"High School \"GGG\"","New School Phase I",2200094,748139,14282150,3057000,null,20287383]
[3541,"High School \"GGG\"","New School Phase II",null,null,null,2176000,22304000,24480000]
[3541,"High School \"GGG\"","Site Improvements",1800000,{"$nulls":4},1800000]
[3623,"High School \"HHH\"","New School",200094,32413913,4903922,1367932,null,38885861]
["TBA","High School \"III\"","New School",{"$nulls":4},1800000,1800000]
["TBA","High School \"III\"","Site Improvement",{"$nulls":4},5000000,5000000]
[111,"Hollywood Hills Elementary","Phased Replacement II of III",null,null,477805,3599195,null,4077000]
[1611,"King, Martin Luther Elementary","New Cafeteria / Kitchen",2523213,247370,52416,null,null,2822999]
[831,"Lake Forest Elementary","Phased Replacement II of II",708466,5351152,917773,119672,null,7097063]
[1701,"Lauderdale Lakes Middle","Classroom Addition",{"$nulls":4},700000,700000]
[431,"Lauderdale Manors Elementary","New Cafeteria / Kitchen",355243,2219544,279213,null,null,2854000]
[1391,"Lauderhill Middle","Classroom Addition",{"$nulls":4},700000,700000]
[1091,"Lloyd Estates Elementary","New Media Center due to excessive capacity",null,null,null,267881,1590250,1858131]
[1161,"Margate Elementary","Classroom Addition",200929,1498918,338107,null,null,2037954]
[581,"Margate Middle","Classroom Addition",259663,2248376,411076,138885,null,3058000]
[1671,"Markham, Robert Elementary","New Cafeteria / Kitchen",375251,2226132,252617,null,null,2854000]
[241,"McArthur High","Classroom Addition/Phased Repl. II of III",1199583,8739083,1322750,null,null,11261416]
[241,"McArthur High","Phased Replacement III of III",{"$nulls":4},9000000,9000000]
[341,"McNab Elementary","Phased Replacement",1964983,{"$nulls":4},1964983]
[761,"Meadowbrook Elementary","Phased Replacement II of II",5063000,{"$nulls":4},5063000]
["TBA","Middle \"GG\"/Elementary \"N-91\" Site","Site Acquisition",4300000,{"$nulls":4},4300000]
["TBA","Middle \"GG\"","New School",510168,14486494,2480962,429376,null,17907000]
[3101,"Middle \"HH\"","New School",22854728,{"$nulls":4},22854728]
[3711,"Middle \"II\"","Land Acquisition",3000000,{"$nulls":4},3000000]
[3711,"Middle \"II\"","New School",302130,14543720,3056945,null,null,17902795]
[3622,"Middle \"KK\"","New School",22300456,1000000,null,null,null,23300456]
[3611,"Middle \"LL\"","Land Acquisition",{"$nulls":4},600000,600000]
[3671,"Middle \"MM\"","New School",21683031,2333881,1869088,null,null,25886000]
[1751,"Miramar High","Classroom Addition",null,874422,6870578,null,null,7745000]
[341,"Norcrest Elementary","Phased Replacement",930992,{"$nulls":4},930992]
[521,"North Andrews Gardens Elementary","Phased Replacement III of III",557260,3465000,null,null,null,4022260]
["TBA","North Area Alternative High","New School",null,306000,null,null,null,306000]
[1191,"North Fork Elementary","Classroom Addition",187300,1498918,338636,13146,null,2038000]
[2231,"North Lauderdale Elementary","Classroom Addition",null,null,1744182,357315,39502,2140999]
[1221,"Northside Elementary","New Cafeteria / Kitchen",2995000,{"$nulls":4},2995000]
[31,"Oakland Park Elementary","Classroom Addition",null,115865,1018835,190300,null,1325000]
[711,"Orange Brook Elementary","Phased Replacement I",null,null,726734,164357,2242000,3133091]
[1831,"Oriole Elementary","Classroom Addition",null,214212,1880849,350939,null,2446000]
[1131,"Palmview Elementary","New Cafeteria / Kitchen",null,null,null,273034,2226349,2499383]
[1951,"Park Ridge Elementary","Classroom Addition",null,null,115865,1018835,190299,1324999]
[1221,"Pembroke Pines Elementary","New Cafeteria / Kitchen",null,null,null,375251,2226132,2601383]
[1631,"Perry, Annabel Elementary","Classroom Addition",null,231730,2037670,379600,null,2649000]
[931,"Peters Elementary","Classroom Addition & Renovation",null,null,236673,2033227,175100,2445000]
[653,"Pine Ridge Alternative Center","Classroom Addition",93056,814905,null,null,null,907961]
[1421,"Piper High","Classroom Addition",6502367,{"$nulls":4},6502367]
[941,"Plantation Elementary","New School",11197059,400000,null,null,null,11597059]
[1451,"Plantation High","Classroom Addition",6796898,894121,330981,null,null,8022000]
[551,"Plantation Middle","Classroom Addition",1501104,304896,null,null,null,1806000]
[185,"Pompano Beach High School Institute of International Studies","Phased Replacement II of III",1479789,20759357,1418400,824358,null,24481904]
[2711,"Ramblewood Middle","Classroom Addition",null,null,null,450000,3375000,3825000]
[2121,"Rickards Middle","Classroom Addition",{"$nulls":4},2500000,2500000]
[1851,"Royal Palm Elementary","Classroom Addition & Cafeteria / Kitchen Remodeling",3187656,1016907,40437,null,null,4245000]
["TBA","School \"Y\" K-8","New School",1714205,{"$nulls":4},1714205]
[601,"Seagull School","New Media Center",{"$nulls":4},300000,300000]
[2971,"Silver Lakes Middle","Classroom Addition",2145094,357980,117926,null,null,2621000]
[171,"South Broward High","Complete Phased Replacement III of III",null,null,1500000,8500000,null,10000000]
[171,"South Broward High","Phased Replacement II of III",29617878,2444905,1421217,null,null,33484000]
[2351,"South Plantation High","Classroom Addition",null,null,7561743,1610257,null,9172000]
["0211","Stranahan High","Classroom Addition",2200945,{"$nulls":4},2200945]
[1171,"Sunshine Elementary","Classroom Addition",1723726,389531,15118,null,null,2128375]
[2621,"Tamarac Elementary","Classroom Addition",4371131,219870,null,null,null,4591001]
[2751,"Taravella J P High","Classroom Addition",5741716,1000224,null,null,null,6741940]
[571,"Tedder Elementary","New Cafeteria / Kitchen",3609240,321519,111242,null,null,4042001]
[1621,"Village Elementary","Classroom Addition",2968593,609744,23662,null,null,3601999]
[1621,"Village Elementary","Remodel, Renovate, and Expand Cafeteria / Kitchen",null,468209,3166031,321519,111241,4067000]
[321,"Walker Elementary","Classroom Addition",335976,2882727,246297,null,null,3465000]
[321,"Walker Elementary","New Cafeteria / Kitchen",null,null,null,267881,2333502,2601383]
[341,"Westwood Heights Elementary","Phased Replacement",1983799,{"$nulls":4},1983799]
[452,"Whiddon-Rogers Ed Center","Classroom Addition",4035379,1162621,null,null,null,5198000]
[191,"Wilton Manors Elementary","Phased Replacement II of II",5256517,{"$nulls":4},5256517]
[3091,"Winston Park Elementary","Classroom Addition",null,null,2159606,441724,48670,2650000]
[{"$nulls":8},0]
[{"$nulls":8},0]
[{"$nulls":8},0]
[{"$nulls":8},0]
["5.","BROWARD Total",null,358779902,223307573,109348207,81151050,87709359,860296091]
[]
["6 .","Schedule of options for generation of additional revenues by the district facilities work program which are not funded under paragraph 5 above."]
[null,"Additional anticipated revenues may include effort index grants and SIT Program awards."]
[null,null,null,"1999-00","2000-01","2001-02","2002-03","2003-04"]
[null,null,null,"Actual Budget","Projected","Projected","Projected","Projected","5 YEAR TOTAL"]
[null,"Effort Index Grants",null,0,48217101,null,0,0,48217101]
[null,"SIT Program awards",null,0,0,0,0,0,0]
[null,"Other (specify)",null,0,0,0,0,0,0]
["6.","BROWARD Total",null,0,48217101,0,0,0,48217101]
[]
["7 .","Schedule indicating which projects included in the tentative district facilities work program in paragraph (2) 2. above which CANNOT be funded"]
[null,"from current revenues projected over the next 5-years."]
[null,null,null,"1999-00","2000-01","2001-02","2002-03","2003-04"]
[null,"Project Description",null,"Actual Budget","Projected","Projected","Projected","Projected","5 YEAR TOTAL"]
["1741","Anderson, Boyd H. High","New Cafeteria / Kitchen due to excessive capacity",{"$nulls":4},4924059,4924059]
["1741","Anderson, Boyd H. High","New Media Center due to excessive capacity",{"$nulls":4},3652964.7,3652964.7]
["1791","Apollo Middle","Remodel Media Center to expand for excessive capacity",{"$nulls":4},749960.4,749960.4]
["2511","Atlantic West Elementary","New Media Center due to excessive capacity",{"$nulls":4},1345504.3,1345504.3]
["0343","Attucks Middle","New Media Center due to excessive capacity",{"$nulls":4},2535449.7,2535449.7]
["0343","Attucks Middle","Remodel Cafeteria / Kitchen to expand for excessive capacity",{"$nulls":4},1204873.6,1204873.6]
["2611","Bair Middle","New Media Center due to excessive capacity",{"$nulls":4},2225935.6,2225935.6]
["2001","Banyan Elementary","Remodel Media Center to expand for excessive capacity",{"$nulls":4},656062.4,656062.4]
["0201","Bennett Elementary","New Media Center due to excessive capacity",{"$nulls":4},947786.7,947786.7]
["0971","Boulevard Heights Elementary","New Cafeteria / Kitchen due to excessive capacity",{"$nulls":4},2069074,2069074]
["0971","Boulevard Heights Elementary","Remodel Media Center to expand for excessive capacity",{"$nulls":4},531680.8,531680.8]
["0811","Broadview Elementary","New Cafeteria / Kitchen due to excessive capacity",{"$nulls":4},1769880,1769880]
["0811","Broadview Elementary","New Media Center due to excessive capacity",{"$nulls":4},1347108,1347108]
["1421","Coconut Creek Elementary","New Cafeteria / Kitchen due to excessive capacity",{"$nulls":4},1723526,1723526]
["1681","Coconut Creek High","New Cafeteria / Kitchen due to excessive capacity",{"$nulls":4},4997804,4997804]
["1681","Coconut Creek High","New Media Center due to excessive capacity",{"$nulls":4},3707673.2,3707673.2]
["0231","Colbert Elementary","Remodel Cafeteria / Kitchen to expand for excessive capacity",{"$nulls":4},502686.8,502686.8]
["0331","Collins Elementary","Remodel Media Center to expand for excessive capacity",{"$nulls":4},253258.6,253258.6]
["1931","Cooper City High","Remodel Cafeteria / Kitchen to expand for excessive capacity",{"$nulls":4},1409427.6,1409427.6]
["3041","Coral Park Elementary","Remodel Cafeteria / Kitchen to expand for excessive capacity",{"$nulls":4},788636.8,788636.8]
["2551","Coral Springs Elementary","New Media Center due to excessive capacity",{"$nulls":4},1353522.8,1353522.8]
["1151","Coral Springs High","New Media Center due to excessive capacity",{"$nulls":4},3588877.6,3588877.6]
["1151","Coral Springs High","Remodel Cafeteria / Kitchen to expand for excessive capacity",{"$nulls":4},1728893.6,1728893.6]
["2561","Coral Springs Middle","Remodel Media Center to expand for excessive capacity",{"$nulls":4},1114486.8,1114486.8]
["2981","Country Isles Elementary","Remodel Cafeteria / Kitchen to expand for excessive capacity",{"$nulls":4},725594.8,725594.8]
["0901","Cresthaven Elementary","New Cafeteria / Kitchen due to excessive capacity",{"$nulls":4},1868909,1868909]
["1871","Crystal Lake Community Middle","Remodel Media Center to expand for excessive capacity",{"$nulls":4},1115763.6,1115763.6]
["1781","Cypress Elementary","New Media Center due to excessive capacity",{"$nulls":4},1209189.8,1209189.8]
["1781","Cypress Elementary","Remodel Cafeteria / Kitchen to expand for excessive capacity",{"$nulls":4},607916.4,607916.4]
["1071","Dandy, Wm. Middle","Remodel Media Center to expand for excessive capacity",{"$nulls":4},773847.2,773847.2]
["0101","Dania Elementary","New Cafeteria / Kitchen due to excessive capacity",{"$nulls":4},1666637,1666637]
["2801","Davie Elementary","Remodel Media Center to expand for excessive capacity",{"$nulls":4},528276,528276]
["1711","Deerfield Beach High","Remodel Cafeteria / Kitchen to expand for excessive capacity",{"$nulls":4},1715327.6,1715327.6]
["1711","Deerfield Beach High","Remodel Media Center to expand for excessive capacity",{"$nulls":4},1357717.2,1357717.2]
["0911","Deerfield Beach Middle","New Media Center due to excessive capacity",{"$nulls":4},2458472.1,2458472.1]
["0861","Driftwood Middle","New Cafeteria / Kitchen due to excessive capacity",{"$nulls":4},3141537,3141537]
["0861","Driftwood Middle","Remodel Media Center to expand for excessive capacity",{"$nulls":4},952519.4,952519.4]
["TBA","Elementary \"I\"","New School",{"$nulls":4},12900000,12900000]
["TBA","Elementary \"II\"","New School",{"$nulls":4},12900000,12900000]
["TBA","Elementary \"III\"","New School",{"$nulls":4},12900000,12900000]
["TBA","Elementary \"IV\"","New School",{"$nulls":4},12900000,12900000]
["TBA","Elementary \"V\"","New School",{"$nulls":4},12900000,12900000]
["TBA","Elementary \"VI\"","New School",{"$nulls":4},12900000,12900000]
["TBA","Elementary \"VII\"","New School",{"$nulls":4},12900000,12900000]
["TBA","Elementary \"VIII\"","New School",{"$nulls":4},9400000,9400000]
["0361","Ely High","Remodel Cafeteria / Kitchen to expand for excessive capacity",{"$nulls":4},1268607.2,1268607.2]
["0361","Ely High","Remodel Media Center to expand for excessive capacity",{"$nulls":4},1628957.4,1628957.4]
["3051","Forest Glen Middle","New Media Center due to excessive capacity",{"$nulls":4},2206691.2,2206691.2]
["2631","Forest Hills Elementary","New Media Center due to excessive capacity",{"$nulls":4},1329467.3,1329467.3]
["0951","Fort Lauderdale High","New Media Center due to excessive capacity",{"$nulls":4},2994899.6,2994899.6]
["0921","Foster, Stephen Elementary","Remodel Cafeteria / Kitchen to expand for excessive capacity",{"$nulls":4},530457.2,530457.2]
["3531","Fox Trail Elementary","Remodel Media Center to expand for excessive capacity",{"$nulls":4},604751,604751]
["0403","Hallandale High","Remodel Cafeteria / Kitchen to expand for excessive capacity",{"$nulls":4},1337660.8,1337660.8]
["0403","Hallandale High","Remodel Media Center to expand for excessive capacity",{"$nulls":4},1281614.6,1281614.6]
["TBA","High School \"FFF\"","New School",{"$nulls":4},47095000,47095000]
["0121","Hollywood Central Elementary","New Cafeteria / Kitchen due to excessive capacity",{"$nulls":4},1839411,1839411]
["0121","Hollywood Central Elementary","Remodel Media Center to expand for excessive capacity",{"$nulls":4},733016.2,733016.2]
["1661","Hollywood Hills High","New Media Center due to excessive capacity",{"$nulls":4},2860473,2860473]
["1761","Hollywood Park Elementary","New Cafeteria / Kitchen due to excessive capacity",{"$nulls":4},1645567,1645567]
["2531","Horizon Elementary","New Media Center due to excessive capacity",{"$nulls":4},1199567.6,1199567.6]
["3471","Indian Ridge Middle","Remodel Media Center to expand for excessive capacity",{"$nulls":4},921424,921424]
["0831","Lake Forest Elementary","New Cafeteria / Kitchen due to excessive capacity",{"$nulls":4},1588678,1588678]
["0621","Larkdale Elementary","Remodel Cafeteria / Kitchen to expand for excessive capacity",{"$nulls":4},666436.4,666436.4]
["0621","Larkdale Elementary","Remodel Media Center to expand for excessive capacity",{"$nulls":4},408469.6,408469.6]
["1701","Lauderdale Lakes Middle","Remodel Media Center to expand for excessive capacity",{"$nulls":4},659307.6,659307.6]
["1391","Lauderhill Middle","Remodel Cafeteria / Kitchen to expand for excessive capacity",{"$nulls":4},899080,899080]
["1391","Lauderhill Middle","Remodel Media Center to expand for excessive capacity",{"$nulls":4},992313,992313]
["1091","Lloyd Estates Elementary","New Media Center due to excessive capacity",{"$nulls":4},973445.9,973445.9]
["1091","Lloyd Estates Elementary","Remodel Cafeteria / Kitchen to expand for excessive capacity",{"$nulls":4},452785.2,452785.2]
["2741","Maplewood Elementary","New Media Center due to excessive capacity",{"$nulls":4},1324656.2,1324656.2]
["1161","Margate Elementary","Remodel Cafeteria / Kitchen to expand for excessive capacity",{"$nulls":4},685960.8,685960.8]
["0581","Margate Middle","Remodel Cafeteria / Kitchen to expand for excessive capacity",{"$nulls":4},1242911.6,1242911.6]
["0581","Margate Middle","Remodel Media Center to expand for excessive capacity",{"$nulls":4},984705.4,984705.4]
["1671","Markham, Robert Elementary","Remodel Cafeteria / Kitchen to expand for excessive capacity",{"$nulls":4},725435.2,725435.2]
["0841","McNab Elementary","Remodel Cafeteria / Kitchen to expand for excessive capacity",{"$nulls":4},822472,822472]
["0841","McNab Elementary","Remodel Media Center to expand for excessive capacity",{"$nulls":4},634543,634543]
["TBA","Middle \"LL\"","New School",{"$nulls":4},19137000,19137000]
["1751","Miramar High","New Cafeteria / Kitchen due to excessive capacity",{"$nulls":4},4648042,4648042]
["1841","Mirror Lake Elementary","Remodel Cafeteria / Kitchen to expand for excessive capacity",{"$nulls":4},659626.8,659626.8]
["2691","Morrow Elementary","New Media Center due to excessive capacity",{"$nulls":4},1406444.9,1406444.9]
["1191","North Fork Elementary","Remodel Cafeteria / Kitchen to expand for excessive capacity",{"$nulls":4},630260.4,630260.4]
["2231","North Lauderdale Elementary","New Media Center due to excessive capacity",{"$nulls":4},1329467.3,1329467.3]
["1241","Northeast High","New Cafeteria / Kitchen due to excessive capacity",{"$nulls":4},4055975,4055975]
["1271","Nova Eisenhower Elementary","New Cafeteria / Kitchen due to excessive capacity",{"$nulls":4},1784629,1784629]
["1282","Nova Forman Elementary","Remodel Cafeteria / Kitchen to expand for excessive capacity",{"$nulls":4},586264,586264]
["1281","Nova High","Remodel Media Center to expand for excessive capacity",{"$nulls":4},1466431.4,1466431.4]
["0461","Oakridge Elementary","Remodel Cafeteria / Kitchen to expand for excessive capacity",{"$nulls":4},661808,661808]
["0711","Orange Brook Elementary","New Media Center due to excessive capacity",{"$nulls":4},1191549.1,1191549.1]
["3571","Panther Run Elementary","Remodel Media Center to expand for excessive capacity",{"$nulls":4},604751,604751]
["0701","Parkway Middle","New Cafeteria / Kitchen due to excessive capacity",{"$nulls":4},3954839,3954839]
["0701","Parkway Middle","New Media Center due to excessive capacity",{"$nulls":4},3010144.9,3010144.9]
["1221","Pembroke Pines Elementary","Remodel Cafeteria / Kitchen to expand for excessive capacity",{"$nulls":4},707613.2,707613.2]
["1631","Perry, Annabel Elementary","Remodel Cafeteria / Kitchen to expand for excessive capacity",{"$nulls":4},453530,453530]
["1011","Perry, Henry D. Middle","Remodel Media Center to expand for excessive capacity",{"$nulls":4},778129.8,778129.8]
["0931","Peters Elementary","Remodel Cafeteria / Kitchen to expand for excessive capacity",{"$nulls":4},548864.4,548864.4]
["2861","Pines Lakes Elementary","New Media Center due to excessive capacity",{"$nulls":4},1326259.9,1326259.9]
["1881","Pines Middle","Remodel Media Center to expand for excessive capacity",{"$nulls":4},613502.4,613502.4]
["2811","Pinewood Elementary","New Media Center due to excessive capacity",{"$nulls":4},1359937.6,1359937.6]
["2571","Pioneer Middle","New Media Center due to excessive capacity",{"$nulls":4},2272442.9,2272442.9]
["1901","Piper High","New Media Center due to excessive capacity",{"$nulls":4},3198102.6,3198102.6]
["1901","Piper High","Remodel Cafeteria / Kitchen to expand for excessive capacity",{"$nulls":4},1996489.6,1996489.6]
["0021","Pompano Beach Middle","New Cafeteria / Kitchen due to excessive capacity",{"$nulls":4},2292416,2292416]
["2721","Ramblewood Elementary","New Media Center due to excessive capacity",{"$nulls":4},1350315.4,1350315.4]
["2711","Ramblewood Middle","Remodel Media Center to expand for excessive capacity",{"$nulls":4},1170825.6,1170825.6]
["0151","Riverland Elementary","New Media Center due to excessive capacity",{"$nulls":4},1262111.9,1262111.9]
["3031","Riverside Elementary","Remodel Cafeteria / Kitchen to expand for excessive capacity",{"$nulls":4},656966.8,656966.8]
["0681","Rock Island Elementary","Remodel Media Center to expand for excessive capacity",{"$nulls":4},431585,431585]
["3431","Sawgrass Springs Middle","Remodel Media Center to expand for excessive capacity",{"$nulls":4},784434,784434]
["1891","Seminole Middle","New Media Center due to excessive capacity",{"$nulls":4},1828218,1828218]
["1321","Sheridan Park Elementary","New Cafeteria / Kitchen due to excessive capacity",{"$nulls":4},1738275,1738275]
["3371","Silver Lakes Elementary","Remodel Media Center to expand for excessive capacity",{"$nulls":4},604751,604751]
["2971","Silver Lakes Middle","New Media Center due to excessive capacity",{"$nulls":4},2126506.2,2126506.2]
["2351","South Plantation High","New Cafeteria / Kitchen due to excessive capacity",{"$nulls":4},4730215,4730215]
["2351","South Plantation High","Remodel Media Center to expand for excessive capacity",{"$nulls":4},1223201,1223201]
["0211","Stranahan High","New Media Center due to excessive capacity",{"$nulls":4},3221549.1,3221549.1]
["0211","Stranahan High","Remodel Cafeteria / Kitchen to expand for excessive capacity",{"$nulls":4},1903123.6,1903123.6]
["2621","Tamarac Elementary","New Media Center due to excessive capacity",{"$nulls":4},1475404,1475404]
["2751","Taravella J P High","New Media Center due to excessive capacity",{"$nulls":4},3434130.7,3434130.7]
["2751","Taravella J P High","Remodel Cafeteria / Kitchen to expand for excessive capacity",{"$nulls":4},1668139.2,1668139.2]
["0731","Tropical Elementary","Remodel Cafeteria / Kitchen to expand for excessive capacity",{"$nulls":4},831037.2,831037.2]
["0731","Tropical Elementary","Remodel Media Center to expand for excessive capacity",{"$nulls":4},564531.8,564531.8]
["0511","Watkins Elementary","Remodel Media Center to expand for excessive capacity",{"$nulls":4},604751,604751]
["2681","Westchester Elementary","New Media Center due to excessive capacity",{"$nulls":4},1440122.6,1440122.6]
["2831","Western High","Remodel Media Center to expand for excessive capacity",{"$nulls":4},1505054.6,1505054.6]
["3321","Young, Virginia S. Elementary","Remodel Media Center to expand for excessive capacity",{"$nulls":4},472203.2,472203.2]
["3001","Young, Walter C. Middle","New Cafeteria / Kitchen due to excessive capacity",{"$nulls":4},2918195,2918195]
[{"$nulls":8},0]
[{"$nulls":8},0]
[{"$nulls":8},0]
[{"$nulls":8},0]
["7.","BROWARD Total",null,0,0,0,0,344109773.19999987,344109773.19999987]
[]
[null,"NOTE: If the sum of the totals in paragraphs 5. and 7. above DO NOT equal the total in paragraph 2. above, the message \"Check Totals\" appears.   -- They should balance ! !"]
[null,"Project Description",null,"1999-00","2000-01","2001-02","2002-03","2003-04","5 YEAR TOTAL"]
[null,"This row is for \"Checking and Balancing\" only",null,"","","","","",""]
[]
["2.(b)","To the extent available, the tentative district facilities work program shall be based on information produced by the demographic and revenue"]
[null,"education estimating conferences."]
[]
["(3)","The adopted district facilities work program shall:"]
["(a)","Be a complete, balanced capital outlay financial plan for the district."]
["(b)","Set forth the proposed commitments and planned expenditures of the district to address the educational facilities needs of its students"]
[null,"and to adequately provide for the maintenance of the educational plant and ancillary facilities."]
[]
["(4)","The first year of the adopted district facilities work program shall constitute the capital outlay budget required in s. 235.18."]
[null,"The adopted district facilities work program shall include the information required in paragraphs (2) (a) 1., 2., and 3., based upon projects actually"]
[null,"funded in the program."]
{"$rows_empty":7}
["Respectfully submitted this   29th          day of       September        , 1999."]
[]
[null,"SCHOOL BOARD OF ","BROWARD  COUNTY"]
[]
["SUPERINTENDENT OF SCHOOLS:",{"$nulls":4},"Franklin L. Till, Jr."]
[null,null,"Signature",null,null,"Name Printed",null,null,"Date"]
[]
["COMPTROLLER:",{"$nulls":4},"I. Benjamin Leong",null,null,null," "]
[null,null,"Signature",null,null,"Name Printed",null,null,"Date",null," "]
[]
["DISTRICT POINT-OF-CONTACT PERSON:",null,null,null,"Alexander Baum, Director, Capital Systems Reporting and Control",null,null,"954-712-1713",null," "]
[null,null,null,"Name Printed","Job Title","Phone number(s)",null,"E-Mail Address",null,null," "]
[]
[]
["Stop","Stop","Stop","Stop","Stop","Stop","Stop","Stop","Stop","Stop","Stop","Stop","Stop","Stop"]