{"text_format":"2","workbook":"xls","n_sheets":15,"sheets":["*****","Pt 2-1","Pt 2","Pt 2a","Pt 2b","Pt 2c1","Pt 2c2","Pt 2c3 c4 2d","Pt 2e","Pt 2f 2g ","Pt 3","Pt 3 b-e","Pt 4","Pt 5","Pt 6 - End"],"not_rendered":{"charts":0,"images":0,"macros":0,"external_links":2,"defined_names":38,"comments":0,"pivot_tables":0},"unopened":[],"bounds":{"document_bytes":16777216,"sheet_cells":100000,"run_cost":"one","rows_first":2000,"rows_last":500,"rows_between":2000,"halvings":0,"cell_chars":16384,"cell_head_chars":4096},"cells_cut":0,"cells_raw":0,"read":"whole","date_system":"1900","formulas":"cached_only"}

{"sheet":"*****","index":0,"n_rows":0,"n_cols":0,"rows_kept":0,"cut":false,"hidden":true,"merged":[],"flags":["formulas_cached_only"]}

{"sheet":"Pt 2-1","index":1,"n_rows":1150,"n_cols":25,"rows_kept":1150,"cut":false,"hidden":false,"merged":[],"flags":["formulas_cached_only"]}
[]
[]
[]
["This work program worksheet must be filled out completely and a paper copy signed and submitted to the SMART Schools Clearinghouse, and a copy submitted ",{"$nulls":8},"Last Revised",{"$nulls":14},"The application must be filled out completely and a paper copy signed and submitted to the SMART Schools Clearinghouse, and a copy submitted electronically by September 1, 1998, and all data accurate as of July 15, 1998."]
["electronically in digital format, as you received it (not a fax), prior to October 1, 2000, and all data accurate as of July 15, 2000.",{"$nulls":8},"2000-03-17",{"$nulls":14},"The application must be filled out completely and a paper copy signed and submitted to the SMART Schools Clearinghouse, and a copy submitted electronically by September 1, 1998, and all data accurate as of July 15, 1998."]
["District: ====>",null,"Hillsborough","Date: ==>","2000-10-01",null,"For fiscal years","  2000-2001 through 2004-2005"]
[]
["Section 235.185 School district facilities work program; definitions; preparation, adoption, and amendment."]
[]
["(1)    DEFINITIONS"]
["(a)"]
["(b)"]
{"$rows_empty":7}
["(2)     PREPARATION OF TENTATIVE DISTRICT FACILITIES WORK PROGRAM"]
["(a)"]
[]
["1 .","A schedule of major repair and renovation projects necessary to maintain the educational plant and ancillary facilities"]
[null,"of the district."]
[null,null,null,"2000-01 ","2001-02 ","2002-03 ","2003-04 ","2004-05"]
[null,"Project","Location","Actual Budget","Projected Cost","Projected Cost","Projected Cost","Projected Cost","5 YEAR TOTAL"]
[null,null,"ELEMENTARY SCHOOLS"]
[null,"Renovate intercom","ALAFIA ELEMENTARY ",100000,{"$nulls":4},100000]
[null,"Chiller renovation",{"$nulls":4},800000,null,800000]
[null,"Replace fire alarm panel",null,null,null,7500,null,null,7500]
[null,"Reroof entire school",null,null,569400,null,null,null,569400]
[null,"Replace telephones ",null,null,20000,null,null,null,20000]
[null,"Renovate AC","ALEXANDER ELEMENTARY",null,280000,null,null,null,280000]
[null,"Painting",{"$nulls":4},130000,null,130000]
[null,"Renovate intercom",null,null,25000,null,null,null,25000]
[null,"Replace telephones ",null,null,20000,null,null,null,20000]
[null,"Renovation including","ANDERSON ELEMENTARY (FFF&E)",null,null,1680807,null,null,1680807]
[null,"Renovate AC",null,null,null,235000,null,null,235000]
[null,"Repair roofing ",{"$nulls":6},0]
[null,"Replace carpet w/tile",null,60000,{"$nulls":4},60000]
[null,"Replace ceiling/lights",{"$nulls":6},0]
[null,"Repaint buildings",{"$nulls":6},0]
[null,"Renovate intercom",null,null,null,10000,null,null,10000]
[null,"Replace telephones ",{"$nulls":6},0]
[null,"Renovation including","APOLLO BEACH ELEMENTARY (FFF&E)",null,null,3621028,null,null,3621028]
[null,"Renovate HVAC ",{"$nulls":6},0]
[null,"Repair roofing ",{"$nulls":6},0]
[null,"Replace alarm system",{"$nulls":6},0]
[null,"Replace clrm floors",null,null,null,80000,null,null,80000]
[null,"Replace ceiling/lights",{"$nulls":6},0]
[null,"Renovate intercom",null,100000,{"$nulls":4},100000]
[null,"Replace telephones ",null,null,null,20000,null,null,20000]
[null,"Repaint buildings",{"$nulls":6},0]
[null,"Renovation/Remodeling","BALLAST POINT ELEMENTARY (FFF&E)",null,null,2998103,null,null,2998103]
[null,"including",{"$nulls":6},0]
[null,"Renovate AC",null,null,null,420000,null,null,420000]
[null,"Reroof entire school",{"$nulls":6},0]
[null,"Replace fire alarm",null,100000,{"$nulls":4},100000]
[null,"Replace clrm floors",{"$nulls":6},0]
[null,"Replace ceiling/lights",{"$nulls":6},0]
[null,"Replace telephones ",null,null,null,20000,null,null,20000]
[null,"Repaint entire school",{"$nulls":6},0]
[null,"Renovation/Remodeling","BAY CREST ELEMENTARY (FFF&E) ",null,null,3396677,null,null,3396677]
[null,"including",{"$nulls":6},0]
[null,"Renovate AC",{"$nulls":6},0]
[null,"Renovate restrooms",{"$nulls":6},0]
[null,"Repair roofing ",{"$nulls":6},0]
[null,"Replace clrm floors",{"$nulls":6},0]
[null,"Replace ceiling/lights",{"$nulls":6},0]
[null,"Correct drainage problems",{"$nulls":6},0]
[null,"Renovate intercom",null,null,null,75000,null,null,75000]
[null,"Replace telephones ",null,null,null,20000,null,null,20000]
[null,"Repaint entire building ",{"$nulls":6},0]
[null,"Special Projects ",null,100000,{"$nulls":4},100000]
[null,"Renovation including","BELLAMY ELEMENTARY (FFF&E) ",null,null,2405397,null,null,2405397]
[null,"Renovate AC",null,320000,{"$nulls":4},320000]
[null,"Repair roofing ",{"$nulls":6},0]
[null,"Replace clrm floors",{"$nulls":6},0]
[null,"Replace ceiling/lights",{"$nulls":6},0]
[null,"Repaint buildings",{"$nulls":6},0]
[null,"Replace telephones ",{"$nulls":6},0]
[null,"Paint entire school","BING ELEMENTARY",null,null,100000,null,null,100000]
[null,"Replace telephones ",{"$nulls":4},20000,null,20000]
[null,"Paint entire school","BOYETTE SPRINGS ELEMENTARY",null,100000,null,null,null,100000]
[null,"Replace telephones ",{"$nulls":4},20000,null,20000]
[null,"Correct drainage problems",null,34675,{"$nulls":4},34675]
[null,"Renovation including","BROOKER ELEMENTARY (FFF&E) (R&NC) ",2260255,{"$nulls":4},2260255]
[null,"Renovate AC",{"$nulls":6},0]
[null,"Repair roofing ",{"$nulls":6},0]
[null,"Replace fire alarm panel",null,null,null,75000,null,null,75000]
[null,"Replace clrm floors",{"$nulls":6},0]
[null,"Replace ceiling/lights",{"$nulls":6},0]
[null,"Renovate intercom",null,null,null,75000,null,null,75000]
[null,"Upgrade lift station",null,45000,{"$nulls":4},45000]
[null,"Replace telephones ",null,null,null,20000,null,null,20000]
[null,"Replace boilers/piping",{"$nulls":6},0]
[null,"Remediate water intrusion",{"$nulls":6},0]
[null,"Renovation","BROWARD ELEMENTARY (FFF&E) ",null,null,1455096.6696600001,null,null,1455096.6696600001]
[null,"Moisture Intrusion",null,null,null,150000,null,null,150000]
[null,"Renovate HVAC",null,null,null,450000,null,null,450000]
[null,"Lintels (contracted)",null,40000,{"$nulls":4},40000]
[null,"Renovation including","BRYAN ELEMENTARY - PLANT CITY (FFF&E) ",null,null,2748695.0330399997,null,null,2748695.0330399997]
[null,"Renovate AC",null,null,null,450000,null,null,450000]
[null,"Repair roofing",{"$nulls":6},0]
[null,"Replace clrm cabinets",{"$nulls":6},0]
[null,"Replace clrm floors",{"$nulls":6},0]
[null,"Replace ceiling/lights",null,null,null,90000,null,null,90000]
[null,"Replace fire alarm panel",null,100000,{"$nulls":4},100000]
[null,"Renovate intercom",null,null,null,75000,null,null,75000]
[null,"Remodel restrooms",{"$nulls":6},0]
[null,"Reroof administration",{"$nulls":6},0]
[null,"Replace telephones ",null,null,null,30000,null,null,30000]
[null,"Renovate AC","BUCKHORN ELEMENTARY (FFF&E) ",{"$nulls":5},0]
[null,"Reroof entire school",{"$nulls":6},0]
[null,"Renovation including",null,null,null,2954654.6211599996,null,null,2954654.6211599996]
[null,"Replace fire alarm panel",{"$nulls":6},0]
[null,"Replace clrm floors",null,80000,{"$nulls":4},80000]
[null,"Replace ceiling/lights",{"$nulls":6},0]
[null,"Replace telephones ",null,null,null,20000,null,null,20000]
[null,"Repaint building",{"$nulls":6},0]
[null,"Renovation including","BURNEY-SIMMONS ",null,1289021,null,null,null,1289021]
[null,"Renovate AC",null,null,250000,null,null,null,250000]
[null,"Paint interior",null,null,40000,null,null,null,40000]
[null,"Reroof 2-story bldg",null,null,75000,null,null,null,75000]
[null,"Remodel restrooms",{"$nulls":6},0]
[null,"Replace doors/hardware",{"$nulls":6},0]
[null,"Paint exterior",{"$nulls":6},0]
[null,"Glazing/Hardware",null,10000,{"$nulls":4},10000]
[null,"Renovation/remodeling","CAHOON ELEMENTARY (FFF&E) ",null,null,3634762.9632599996,null,null,3634762.9632599996]
[null,"including",{"$nulls":6},0]
[null,"Renovate AC",null,null,null,320000,null,null,320000]
[null,"Replace windows",null,null,null,450000,null,null,450000]
[null,"Repair roofing",{"$nulls":6},0]
[null,"Replace fire alarm",null,null,null,125000,null,null,125000]
[null,"Replace classroom floors",{"$nulls":6},0]
[null,"Replace ceilings/lighting",{"$nulls":6},0]
[null,"Replace clrm cabinets",null,null,null,17500,null,null,17500]
[null,"Renovate intercom",null,null,null,120000,null,null,120000]
[null,"Remodel restrooms",{"$nulls":6},0]
[null,"Replace telephones ",{"$nulls":6},0]
[null,"Repaint buildings",{"$nulls":6},0]
[null,"Renovate AC","CANNELLA ELEMENTARY",null,null,30000,null,null,30000]
[null,"Renovate intercom",null,null,null,25000,null,null,25000]
[null,"Replace telephones ",null,null,null,20000,null,null,20000]
[null,"Repair structure",{"$nulls":6},0]
[null,"Drainage/water intru","CARROLLWOOD ELEMENTARY (1) ",null,null,null,3619407.95937,null,3619407.95937]
[null,"Renovation/Remodeling",{"$nulls":6},0]
[null,"Special Projects ",{"$nulls":6},0]
[null,"Replace fire alarm panel"," ",{"$nulls":5},0]
[null,"Replace classroom floors",{"$nulls":6},0]
[null,"Replace AC roof tops",{"$nulls":6},0]
[null,"Replace ceilings/lighting",{"$nulls":6},0]
[null,"Replace intercom",{"$nulls":6},0]
[null,"Paint entire school"," ",{"$nulls":5},0]
[null,"Replace telephones ",{"$nulls":6},0]
[null,"Renovation including","CHIARAMONTE ELEMENTARY (FFF&E)",null,null,1895161,null,null,1895161]
[null,"Special Projects ",{"$nulls":6},0]
[null,"Renovate AC",{"$nulls":6},0]
[null,"Repair roofing",{"$nulls":6},0]
[null,"Replace clrm floors",{"$nulls":6},0]
[null,"Replace ceilings/lighting",{"$nulls":6},0]
[null,"Replace telephones ",null,null,null,20000,null,null,20000]
[null,"Replace fire alarm panel",null,null,null,7500,null,null,7500]
[null,"Irrigation",{"$nulls":6},0]
[null,"Paint entire school",{"$nulls":6},0]
[null,"Doors (contracted)",null,40000,{"$nulls":4},40000]
[null,"Renovation including ","CITRUS PARK ELEMENTARY (FFF&E) ",null,null,2779979.57688,null,null,2779979.57688]
[null,"Special Projects ",{"$nulls":6},0]
[null,"Paint entire school",{"$nulls":6},0]
[null,"Renovate AC",{"$nulls":6},0]
[null,"Reroof entire school",null,null,null,268000,null,null,268000]
[null,"Replace clrm floors",{"$nulls":6},0]
[null,"Replace ceilings/lighting",{"$nulls":6},0]
[null,"Renovate intercom",null,null,null,75000,null,null,75000]
[null,"Replace telephones ",null,null,null,20000,null,null,20000]
[null,"Renovation including ","CLAIR-MEL ELEMENTARY (FFF&E) ",null,null,null,1918649,null,1918649]
[null,"Renovate AC",null,280000,{"$nulls":4},280000]
[null,"Reroof entire school",{"$nulls":6},0]
[null,"Renovate fire alarm",{"$nulls":4},80000,null,80000]
[null,"Replace clrm floors",{"$nulls":6},0]
[null,"Replace ceilings/lighting",{"$nulls":6},0]
[null,"Renovate intercom",{"$nulls":4},75000,null,75000]
[null,"Replace telephones ",{"$nulls":4},30000,null,30000]
[null,"Repaint buildings ",{"$nulls":6},0]
[null,"Renovation including ","CLAYWELL ELEMENTARY (FFF&E) ",null,null,null,3640251,null,3640251]
[null,"Renovate AC",{"$nulls":4},1040000,null,1040000]
[null,"Repair roofing",{"$nulls":6},0]
[null,"Replace clrm floors",{"$nulls":6},0]
[null,"Replace ceilings/lighting",{"$nulls":6},0]
[null,"Replace fire alarm panel",{"$nulls":4},7500,null,7500]
[null,"Replace telephones ",{"$nulls":4},3000,null,3000]
[null,"Resurface/add parking",{"$nulls":6},0]
[null,"Paint entire school",{"$nulls":6},0]
[null,"Renovate AC","CLEVELAND ELEMENTARY",360000,{"$nulls":4},360000]
[null,"Replace clrm floor covering",null,null,null,80827,null,null,80827]
[null,"Replace clrm cabinets",null,null,null,15000,null,null,15000]
[null,"Remediate water intrusion",{"$nulls":6},0]
[null,"Renovate intercom",null,null,null,75000,null,null,75000]
[null,"Replace telephones ",{"$nulls":6},0]
[null,"Paint entire school",null,65000,{"$nulls":4},65000]
[null,"Renovate intercom","COLSON ELEMENTARY",null,null,75000,null,null,75000]
[null,"Replace fire alarm panel",null,null,null,7500,null,null,7500]
[null,"Replace telephones ",null,null,null,15000,null,null,15000]
[null,"Renovation including","CORK ELEMENTARY (FFF&E) ",null,null,null,2735012,null,2735012]
[null,"Special Projects ",{"$nulls":6},0]
[null,"Replace cvrd walkway",{"$nulls":6},0]
[null,"Renovate AC",{"$nulls":4},100000,null,100000]
[null,"Repair roofing",{"$nulls":6},0]
[null,"Renovate fire alarm",{"$nulls":6},0]
[null,"Replace clrm flooring",{"$nulls":4},20000,null,20000]
[null,"Replace ceilings/lighting",{"$nulls":6},0]
[null,"Renovate intercom",{"$nulls":6},0]
[null,"Replace doors/hardware",{"$nulls":6},0]
[null,"Replace telephones ",{"$nulls":6},0]
[null,"Upgrade lift station",null,45000,{"$nulls":4},45000]
[null,"Renovation including","CRESTWOOD ELEMENTARY (FFF&E) ",null,null,null,2933388.96417,null,2933388.96417]
[null,"Renovate AC",{"$nulls":6},0]
[null,"Repair roofing ",{"$nulls":6},0]
[null,"Replace fire alarm panel",{"$nulls":4},7500,null,7500]
[null,"Replace clrm flooring",{"$nulls":6},0]
[null,"Replace ceilings/lighting",{"$nulls":6},0]
[null,"Renovate intercom",{"$nulls":4},75000,null,75000]
[null,"Replace telephones ",{"$nulls":4},25000,null,25000]
[null,"Parking Lot (Sites)",null,90000,{"$nulls":4},90000]
[null,"Special Projects ",null,200000,{"$nulls":4},200000]
[null,"Replace telephones ","CYPRESS CREEK ELEMENTARY",null,null,null,30000,null,30000]
[null,"Paint exterior& coping replacement",{"$nulls":4},230000,null,230000]
[null,"Renovation/Remodeling","DESOTO ELEMENTARY (FFF&E)",{"$nulls":4},1396324.93014,1396324.93014]
[null,"including",{"$nulls":6},0]
[null,"Renovate AC",{"$nulls":5},130000,130000]
[null,"Reroof entire school",{"$nulls":6},0]
[null,"Replace clrm floors ",{"$nulls":6},0]
[null,"Replace ceilings/lighting",{"$nulls":6},0]
[null,"Renovate intercom",null,100000,{"$nulls":4},100000]
[null,"Replace telephones ",{"$nulls":5},20000,20000]
[null,"Renovation including","DICKENSON ELEMENTARY (FFF&E) ",null,null,2966480.11542,null,null,2966480.11542]
[null,"Renovate AC",null,null,null,220000,null,null,220000]
[null,"Repair roofing ",{"$nulls":6},0]
[null,"Replace clrm floors ",{"$nulls":6},0]
[null,"Replace ceilings/lighting",{"$nulls":6},0]
[null,"Drainage project",{"$nulls":6},0]
[null,"Renovate intercom",null,null,null,75000,null,null,75000]
[null,"Replace telephones ",null,null,null,20000,null,null,20000]
[null,"Renovation including","DOVER ELEMENTARY (FFF&E) ",null,null,4118634.56004,null,null,4118634.56004]
[null,"Renovate AC",null,480000,{"$nulls":4},480000]
[null,"Repair roofing ",{"$nulls":6},0]
[null,"Replace fire alarm panel",null,null,null,75000,null,null,75000]
[null,"Replace clrm flooring",{"$nulls":6},0]
[null,"Replace ceilings/lighting",{"$nulls":6},0]
[null,"Replace intercom",null,null,null,75000,null,null,75000]
[null,"Upgrade lift station",{"$nulls":6},0]
[null,"Remodel restrooms",{"$nulls":6},0]
[null,"Replace telephones ",null,null,null,30000,null,null,30000]
[null,"Repaint buildings ",{"$nulls":6},0]
[null,"Renovate AC","DUNBAR ELEMENTARY",null,null,null,225000,null,225000]
[null,"Paint Interior & exterior",{"$nulls":4},140000,null,140000]
[null,"Replace canopy",null,40000,{"$nulls":4},40000]
[null,"Renovate intercom",{"$nulls":4},75000,null,75000]
[null,"Replace telephones ",{"$nulls":4},20000,null,20000]
[null,"Renovation including","EDISON ELEMENTARY (FFF&E) (R&NC) ",{"$nulls":5},0]
[null,"Renovate HVAC",{"$nulls":4},450000,null,450000]
[null,"Replace fire alarm",null,null,125000,null,null,null,125000]
[null,"Replace carpet w/tile",{"$nulls":6},0]
[null,"Replace intercom",null,null,null,120000,null,null,120000]
[null,"Replace clrm lighting",{"$nulls":6},0]
[null,"Reroof café ",{"$nulls":6},0]
[null,"Replace telephones ",null,null,30000,null,null,null,30000]
[null,"Renovation/Remodeling","EGYPT LAKE ELEMENTARY",null,2844049.9527,null,null,null,2844049.9527]
[null,"including",{"$nulls":6},0]
[null,"Drainage project",null,null,150000,null,null,null,150000]
[null,"Renovate AC",{"$nulls":6},0]
[null,"Repair roofing ",{"$nulls":6},0]
[null,"Replace fire alarm panel",null,null,7500,null,null,null,7500]
[null,"Replace clrm floors",{"$nulls":6},0]
[null,"Replace ceilings/lighting",{"$nulls":6},0]
[null,"Renovate intercom",null,null,75000,null,null,null,75000]
[null,"Paint entire school",{"$nulls":6},0]
[null,"Remodel restrooms",null,10000,{"$nulls":4},10000]
[null,"Replace telephones ",null,null,30000,null,null,null,30000]
[null,"Upgrade lift station",null,null,45000,null,null,null,45000]
[null,"Renovate intercom","ESSRIG ELEMENTARY",null,75000,null,null,null,75000]
[null,"Replace telephones ",null,null,30000,null,null,null,30000]
[null,"Paint exterior & interior",{"$nulls":4},120000,null,120000]
[null,"Renovate intercom","FOLSOM ELEMENTARY ",null,null,null,75000,null,75000]
[null,"Paint entire school",null,null,200000,null,null,null,200000]
[null,"Replace telephones ",{"$nulls":4},30000,null,30000]
[null,"Drainage project","FOREST HILLS ELEMENTARY",{"$nulls":5},0]
[null,"Renovate fire alarm",{"$nulls":4},20000,null,20000]
[null,"Renovate intercom",{"$nulls":6},0]
[null,"Replace telephones ",{"$nulls":6},0]
[null,"Renovation/Remodeling","FOSTER ELEMENTARY (FFF&E) ",null,null,null,4254097.33728,null,4254097.33728]
[null,"Special Projects ",{"$nulls":6},0]
[null,"Café/west building",{"$nulls":4},160000,null,160000]
[null,"Renovate AC - ESE",{"$nulls":6},0]
[null,"Repair roofing ",{"$nulls":6},0]
[null,"Renovate fire alarm",null,100000,null,null,20000,null,120000]
[null,"Replace clrm flooring",{"$nulls":6},0]
[null,"Replace ceilings/lighting",{"$nulls":6},0]
[null,"Renovate intercom",{"$nulls":6},0]
[null,"Paint entire school",{"$nulls":6},0]
[null,"Replace telephones ",{"$nulls":4},30000,null,30000]
[null,"Renovate fire alarm","GIBSONTON ELEMENTARY (1) (2) ",3689936,null,null,20000,null,3709936]
[null,"Renovate intercom",null,100000,{"$nulls":4},100000]
[null,"Replace telephones ",{"$nulls":4},30000,null,30000]
[null,"Replace remaining AC",{"$nulls":4},235000,null,235000]
[null,"Repair/paint wall","GORRIE ELEMENTARY",{"$nulls":5},0]
[null,"Renovate HVAC",{"$nulls":4},845000,null,845000]
[null,"Replace fire alarm",null,null,80000,null,null,null,80000]
[null,"Renovate intercom",{"$nulls":4},75000,null,75000]
[null,"Paint Interior & exterior",{"$nulls":4},150000,null,150000]
[null,"Replace telephones ",{"$nulls":4},20000,null,20000]
[null,"Renovation & Remodeling","GRADY ELEMENTARY (FFF&E)",null,null,2041195,null,null,2041195]
[null,"Special Projects ",{"$nulls":6},0]
[null,"Renovate AC",null,250000,{"$nulls":4},250000]
[null,"Repair roofing ",{"$nulls":6},0]
[null,"Renovate electrical",{"$nulls":6},0]
[null,"Replace clrm flooring",{"$nulls":6},0]
[null,"Replace ceilings/lighting",{"$nulls":6},0]
[null,"Replace intercom",null,null,null,75000,null,null,75000]
[null,"Paint entire school",null,80000,{"$nulls":4},80000]
[null,"Remodel restrooms",{"$nulls":6},0]
[null,"Replace telephones ",null,null,null,20000,null,null,20000]
[null,"Renovate AC","GRAHAM ELEMENTARY",null,65000,null,null,null,65000]
[null,"Interior painting ",null,null,70000,null,null,null,70000]
[null,"Replace clrm flooring",null,null,80800,null,null,null,80800]
[null,"Renovate intercom",null,null,75000,null,null,null,75000]
[null,"Reroof kitchen",null,null,28000,null,null,null,28000]
[null,"Replace telephones ",null,null,20000,null,null,null,20000]
[null,"Remediate water intrusion",null,299000,{"$nulls":4},299000]
[null,"Renovate intercom","HUNTERS GREEN ELEMENTARY",null,null,null,75000,null,75000]
[null,"Replace telephones ",{"$nulls":4},30000,null,30000]
[null,"Renovation/Remodeling","JACKSON ELEMENTARY (FFF&E) ",2680056,{"$nulls":4},2680056]
[null,"including",{"$nulls":6},0]
[null,"Renovate AC",{"$nulls":6},0]
[null,"Reroof Pod 1",{"$nulls":6},0]
[null,"Replace clrm cabinets",{"$nulls":6},0]
[null,"Replace canopy",{"$nulls":6},0]
[null,"Replace clrm flooring",{"$nulls":6},0]
[null,"Replace ceilings/lighting",{"$nulls":6},0]
[null,"Renovate intercom",{"$nulls":6},0]
[null,"Replace clrm lighting",{"$nulls":6},0]
[null,"Replace doors/hardware",{"$nulls":6},0]
[null,"Replace telephones ",{"$nulls":6},0]
[null,"Renovation/remodeling","KENLY ELEMENTARY (FFF&E) ",null,null,3311979.24552,null,null,3311979.24552]
[null,"including",{"$nulls":6},0]
[null,"Renovate AC Cafeteria",{"$nulls":6},0]
[null,"Reroof entire school",null,null,null,300000,null,null,300000]
[null,"Replace fire alarm",null,null,null,75000,null,null,75000]
[null,"Replace clrm floors",{"$nulls":6},0]
[null,"Replace ceilings/lighting",{"$nulls":6},0]
[null,"Replace clrm cabinets",null,null,null,15000,null,null,15000]
[null,"Renovate intercom",null,null,null,75000,null,null,75000]
[null,"Replace doors/hardware",null,25000,{"$nulls":4},25000]
[null,"Replace telephones ",null,null,null,30000,null,null,30000]
[null,"Renovation & Remodeling","KINGSWOOD ELEMENTARY (FFF&E) ",null,null,2490530.9979,null,null,2490530.9979]
[null,"Renovate AC",{"$nulls":6},0]
[null,"Repair roofing ",{"$nulls":6},0]
[null,"Replace fire alarm panel",null,null,null,7500,null,null,7500]
[null,"Replace clrm floors "," ",{"$nulls":5},0]
[null,"Replace ceiling/lighting",null,null,null,80000,null,null,80000]
[null,"Renovate intercom",null,null,null,75000,null,null,75000]
[null,"Replace telephones ",null,null,null,20000,null,null,20000]
[null,"Renovation/Remodeling","KNIGHTS ELEMENTARY (FFF&E) ",null,null,4042397.09544,null,null,4042397.09544]
[null,"Paint exterior",null,null,null,100000,null,null,100000]
[null,"Renovate AC",{"$nulls":6},0]
[null,"Renovate fire alarm",null,null,null,20000,null,null,20000]
[null,"Replace clrm floors",null,null,null,80000,null,null,80000]
[null,"Replace ceilings/lighting",{"$nulls":6},0]
[null,"Replace telephones ",null,null,null,20000,null,null,20000]
[null,"Renovation/Remodeling","LAKE MAGDALENE ELEMENTARY",{"$nulls":4},3054369,3054369]
[null,"Renovate AC",{"$nulls":5},365000,365000]
[null,"Paint Interior & exterior",{"$nulls":6},0]
[null,"Reroof Kpod/media",{"$nulls":6},0]
[null,"Renovate intercom",{"$nulls":5},75000,75000]
[null,"Replace telephones ",{"$nulls":5},30000,30000]
[null,"Renovation/Remodeling","LANIER ELEMENTARY (FFF&E) ",null,null,2560768.94964,null,null,2560768.94964]
[null,"including",{"$nulls":6},0]
[null,"Renovate AC",null,null,null,240000,null,null,240000]
[null,"Repair roofing ",{"$nulls":6},0]
[null,"Replace fire alarm panel",null,null,null,7500,null,null,7500]
[null,"Replace clrm flooring",{"$nulls":6},0]
[null,"Replace ceiling/lighting",{"$nulls":6},0]
[null,"Replace canopy",{"$nulls":6},0]
[null,"Renovate intercom",null,null,null,75000,null,null,75000]
[null,"Remodel restrooms",null,10000,{"$nulls":4},10000]
[null,"Replace telephones ",null,null,null,20000,null,null,20000]
[null,"Special Projects ",null,120000,{"$nulls":4},120000]
[null,"Renovate AC","LEE ELEMENTARY",300000,{"$nulls":4},300000]
[null,"Paint interior",{"$nulls":4},70000,null,70000]
[null,"Replace flooring",{"$nulls":4},125000,null,125000]
[null,"Replace telephones ",{"$nulls":4},20000,null,20000]
[null,"Renovate AC","LEWIS ELEMENTARY",{"$nulls":5},0]
[null,"Renovate intercom",{"$nulls":4},75000,null,75000]
[null,"Replace telephones ",{"$nulls":4},30000,null,30000]
[null,"Renovation including","LIMONA ELEMENTARY (FFF&E) ",null,null,2528257.20708,null,null,2528257.20708]
[null,"Renovate AC",{"$nulls":6},0]
[null,"Repair roofing ",{"$nulls":6},0]
[null,"Replace cabinets",null,null,null,160000,null,null,160000]
[null,"Replace clrm flooring",{"$nulls":6},0]
[null,"Replace ceiling/lighting",{"$nulls":6},0]
[null,"Renovate fire alarm",null,null,null,20000,null,null,20000]
[null,"Renovate intercom",null,null,null,75000,null,null,75000]
[null,"Resurface/add parking",{"$nulls":6},0]
[null,"Replace telephones ",null,null,null,30000,null,null,30000]
[null,"Renovate AC","LINCOLN ELEMENTARY",300000,{"$nulls":4},300000]
[null,"Renovate restrooms",{"$nulls":4},65000,null,65000]
[" ","Reroof pod 200",{"$nulls":6},0]
[null,"Replace telephones ",{"$nulls":4},20000,null,20000]
[null,"Renovate fire alarm","LITHIA SPRINGS ELEMENTARY",null,null,null,20000,null,20000]
[null,"Renovate intercom",{"$nulls":4},75000,null,75000]
[null,"Paint exterior ",null,100000,{"$nulls":4},100000]
[null,"Resurface parking",null,null,null,50000,null,null,50000]
[null,"Replace telephones ",{"$nulls":4},30000,null,30000]
[null,"Replace telephones ","LOCKHART ELEMENTARY",null,null,null,30000,null,30000]
[null,"Renovation including","LOMAX",{"$nulls":4},1538750,1538750]
[null,"Renovate HVAC",{"$nulls":5},400000,400000]
[null,"Replace boiler/piping",{"$nulls":5},96000,96000]
[null,"Replace clrm cabinets",{"$nulls":5},17500,17500]
[null,"Replace fire alarm panel",{"$nulls":5},7500,7500]
[null,"Reroof entire school",{"$nulls":5},150000,150000]
[null,"Renovate AC","LOPEZ ELEMENTARY",null,null,300000,null,null,300000]
[null,"Replace Flooring",{"$nulls":4},80000,null,80000]
[null,"Replace Lift Station",{"$nulls":4},50000,null,50000]
[null,"Renovate fire alarm",{"$nulls":4},75000,null,75000]
[null,"Replace telephones ",{"$nulls":4},30000,null,30000]
[null,"Replace clrm flooring","LOWRY ELEMENTARY",{"$nulls":5},0]
[null,"Renovate intercom",{"$nulls":4},75000,null,75000]
[null,"Paint entire school",{"$nulls":6},0]
[null,"Renovate AC",{"$nulls":6},0]
[null,"Renovation including","LUTZ ELEMENTARY (FFF&E) ",4030000,{"$nulls":4},4030000]
[null,"Renovate AC",{"$nulls":6},0]
[null,"Repair roofing ",{"$nulls":6},0]
[null,"Replace canopy",{"$nulls":6},0]
[null,"Replace fire alarm panel",{"$nulls":6},0]
[null,"Replace clrm flooring",{"$nulls":6},0]
[null,"Replace ceiling/lighting",{"$nulls":6},0]
[null,"Repair parking",{"$nulls":6},0]
[null,"Irrigation",{"$nulls":6},0]
[null,"Paint entire school",{"$nulls":6},0]
[null,"Replace telephones ",{"$nulls":6},0]
[null,"Renovation","MABRY ELEMENTARY (FFF&E) ",null,null,null,2794984.4926799997,null,2794984.4926799997]
[null,"Renovate AC",{"$nulls":4},150000,null,150000]
[null,"Repair roofing ",{"$nulls":6},0]
[{"$nulls":8},0]
[null,"Resurface/add parking",{"$nulls":6},0]
[null,"Replace fencing",{"$nulls":6},0]
[null,"Replace fire alarm panel",{"$nulls":4},7500,null,7500]
[null,"Replace clrm flooring",{"$nulls":6},0]
[null,"Replace ceiling/lighting",{"$nulls":6},0]
[null,"Renovate intercom",{"$nulls":4},75000,null,75000]
[null,"Replace telephones ",{"$nulls":4},20000,null,20000]
[null,"Renovate AC","MANGO ELEMENTARY",null,30000,null,null,null,30000]
[null,"Paint entire school",null,110000,{"$nulls":4},110000]
[null,"Renovate fire alarm",null,null,null,20000,null,null,20000]
[null,"Renovate intercom",null,null,null,75000,null,null,75000]
[null,"Replace doors/hardware",{"$nulls":6},0]
[null,"Reroof two pods",null,74000,{"$nulls":4},74000]
[null,"Replace telephones ",null,null,null,20000,null,null,20000]
[null,"Renovate AC","MANHATTAN ELEMENTARY",null,null,300000,null,null,300000]
[null,"Replace clrm cabinets",null,null,null,25000,null,null,25000]
[null,"Renovate intercom",null,null,null,75000,null,null,75000]
[null,"Replace clrm lighting",null,null,null,84675,null,null,84675]
[null,"Renovate PA system",null,null,null,7500,null,null,7500]
[null,"Remodel restrooms",null,10000,{"$nulls":4},10000]
[null,"Reroof entire school",null,null,null,300000,null,null,300000]
[null,"Replace telephones ",null,null,null,20000,null,null,20000]
[null,"Renovate fire alarm","MANISCALCO ELEMENTARY",null,null,null,20000,null,20000]
[null,"Paint interior & exterior",{"$nulls":4},150000,null,150000]
[null,"Renovate intercom",{"$nulls":4},75000,null,75000]
[null,"Reroof entire school",{"$nulls":6},0]
[null,"Replace telephones ",{"$nulls":4},30000,null,30000]
[null,"Renovation including","MCDONALD ELEMENTARY (FFF&E) ",null,null,2764962.18372,null,null,2764962.18372]
[null,"Renovate AC",null,320000,{"$nulls":4},320000]
[null,"Repair roofing ",{"$nulls":6},0]
[null,"Replace fire alarm panel",null,null,null,7500,null,null,7500]
[null,"Replace clrm flooring",{"$nulls":6},0]
[null,"Replace ceiling/lighting",{"$nulls":6},0]
[null,"Replace intercom",null,null,null,75000,null,null,75000]
[null,"Replace telephones ",null,null,null,20000,null,null,20000]
[null,"Renovation including","MENDENHALL ELEMENTARY (FFF&E) ",null,null,2857968.7323,null,null,2857968.7323]
[null,"Renovate AC",{"$nulls":6},0]
[null,"Repair roofing ",{"$nulls":6},0]
[null,"Paint covered walkway",{"$nulls":6},0]
[null,"Replace canopy",{"$nulls":6},0]
[null,"Replace fire alarm panel",{"$nulls":6},0]
[null,"Replace clrm flooring",{"$nulls":6},0]
[null,"Replace ceiling/lighting",{"$nulls":6},0]
[null,"Paint entire school",{"$nulls":6},0]
[null,"Replace telephones ",{"$nulls":6},0]
[null,"Renovation & Remodeling","MILES ELEMENTARY",{"$nulls":4},2207526,2207526]
[null,"Renovate AC",null,260000,{"$nulls":4},260000]
[null,"Replace fire alarm panel",{"$nulls":5},7500,7500]
[null,"Renovate intercom",{"$nulls":5},75000,75000]
[null,"Upgrade lift station",{"$nulls":5},45000,45000]
[null,"Replace doors/hardware",null,15000,{"$nulls":4},15000]
[null,"Replace telephones ",{"$nulls":5},20000,20000]
[null,"Drainage project","MINTZ ELEMENTARY",{"$nulls":5},0]
[null,"Renovate fire alarm",{"$nulls":6},0]
[null,"Renovate telephones",{"$nulls":4},30000,null,30000]
[null,"Renovate intercom",{"$nulls":4},75000,null,75000]
[null,"Renovate HVAC","MITCHELL ELEMENTARY",null,null,null,600000,null,600000]
[null,"Renovate intercom",{"$nulls":4},75000,null,75000]
[null,"Replace clrm cabinets",{"$nulls":4},15000,null,15000]
[null,"Replace fire alarm panel",{"$nulls":4},7500,null,7500]
[null,"Replace telephones ",{"$nulls":4},20000,null,20000]
[null,"Renovation/Remodeling","MORGAN WOODS ELEMENTARY (FFF&E) ",null,null,3565734,null,null,3565734]
[null,"including",{"$nulls":6},0]
[null,"Paint entire school",{"$nulls":6},0]
[null,"Drainage project",{"$nulls":6},0]
[null,"Renovate AC",{"$nulls":6},0]
[null,"Repair roofing ",{"$nulls":6},0]
[null,"Replace clrm flooring",{"$nulls":6},0]
[null,"Replace ceiling/lighting",{"$nulls":6},0]
[null,"Renovate intercom",null,null,null,75000,null,null,75000]
[null,"Replace telephones ",null,null,null,20000,null,null,20000]
[null,"Special Projects ",null,100000,{"$nulls":4},100000]
[null,"Renovation including","MORT ELEMENTARY (FFF&E) ",null,null,4062041.29848,null,null,4062041.29848]
[null,"Renovate AC",null,600000,{"$nulls":4},600000]
[null,"Repair roofing ",{"$nulls":6},0]
[null,"Drainage project",{"$nulls":6},0]
[null,"Repair roofing ",{"$nulls":6},0]
[null,"Replace clrm flooring",{"$nulls":6},0]
[null,"Replace ceiling/lighting",{"$nulls":6},0]
[null,"Renovate intercom",null,null,null,75000,null,null,75000]
[null,"Upgrade lift station",null,null,null,45000,null,null,45000]
[null,"Replace clrm lighting",{"$nulls":6},0]
[null,"Replace telephones ",null,15000,null,30000,null,null,45000]
[null,"Repair Doors",null,60000,{"$nulls":4},60000]
[null,"Special Projects ",null,60000,{"$nulls":4},60000]
[null,"Renovate intercom","NORTHWEST ELEMENTARY",null,null,null,75000,null,75000]
[null,"Paint interior & exterior",{"$nulls":4},150000,null,150000]
[null,"Replace roof flashing",null,null,100000,null,null,null,100000]
[null,"Replace telephones ",{"$nulls":4},20000,null,20000]
[null,"Renovate AC","OAK PARK ELEMENTARY",{"$nulls":5},0]
[null,"Replace clrm flooring",{"$nulls":6},0]
[null,"Replace telephones ",{"$nulls":4},30000,null,30000]
[null,"Remediate water intrusion",{"$nulls":6},0]
[null,"Renovation/Remodeling","PALM RIVER ELEMENTARY (FFF&E) ",null,null,null,4845535.825379999,null,4845535.825379999]
[null,"Special Projects ",{"$nulls":6},0]
[null,"Renovate AC",null,360000,{"$nulls":4},360000]
[null,"Repair roofing ",{"$nulls":6},0]
[null,"Renovate fire alarm",{"$nulls":4},75000,null,75000]
[null,"Replace clrm flooring",{"$nulls":6},0]
[null,"Replace ceiling/lighting",{"$nulls":6},0]
[null,"Renovate intercom",{"$nulls":4},75000,null,75000]
[null,"Upgrade lift station",{"$nulls":6},0]
[null,"Remodel restrooms",{"$nulls":4},25000,null,25000]
[null,"Replace telephones ",{"$nulls":4},30000,null,30000]
[null,"Renovation including","PINECREST ELEMENTARY (FFF&E) ",null,null,3216299,null,null,3216299]
[null,"Renovate AC",null,null,null,1040000,null,null,1040000]
[null,"Repair roofing ",{"$nulls":6},0]
[null,"Renovate fire alarm",{"$nulls":6},0]
[null,"Replace clrm flooring",{"$nulls":6},0]
[null,"Replace ceiling/lighting",{"$nulls":6},0]
[null,"Renovate intercom",null,null,null,75000,null,null,75000]
[null,"Upgrade lift station",null,45000,{"$nulls":4},45000]
[null,"Resurface parking",{"$nulls":6},0]
[null,"Reroof pod",null,null,null,42800,null,null,42800]
[null,"Replace telephones ",null,null,null,20000,null,null,20000]
[null,"Renovation including","POTTER ELEMENTARY",{"$nulls":4},2044100,2044100]
[null,"Renovate intercom",{"$nulls":5},75000,75000]
[null,"Renovate AC",{"$nulls":5},330000,330000]
[null,"Replace telephones ",{"$nulls":5},20000,20000]
[null,"Reroofing","RIVERHILLS ELEMENTARY",{"$nulls":4},280000,280000]
[null,"Renovation including","RIVERVIEW ELEMENTARY (FFF&E) ",null,null,2568196.00482,null,null,2568196.00482]
[null,"Renovate AC",null,null,null,480000,null,null,480000]
[null,"Repair roofing ",null,70000,{"$nulls":4},70000]
[null,"Renovate fire alarm",null,null,null,20000,null,null,20000]
[null,"Replace clrm flooring",{"$nulls":6},0]
[null,"Replace ceiling/lighting",null,84675,{"$nulls":4},84675]
[null,"Replace telephones ",null,null,null,20000,null,null,20000]
[null,"Paint building",{"$nulls":6},0]
[null,"Renovate facility","ROBLES ELEMENTARY",2811784,{"$nulls":4},2811784]
[null,"Replace clrm cabinets",{"$nulls":6},0]
[null,"Replace canopy",{"$nulls":6},0]
[null,"Replace fire alarm    ",null,null,null,75000,null,null,75000]
[null,"Renovate HVAC",{"$nulls":6},0]
[null,"Replace intercom",null,null,null,75000,null,null,75000]
[null,"Replace clrm lighting",{"$nulls":6},0]
[null,"Reroof entire school",{"$nulls":6},0]
[null,"Replace telephones ",null,null,null,30000,null,null,30000]
[null,"Renovate AC","ROOSEVELT ELEMENTARY",null,300000,null,null,null,300000]
[null,"Replace fire alarm panel",null,null,null,7500,null,null,7500]
[null,"Replace clrm flooring",{"$nulls":6},0]
[null,"Renovate intercom",null,null,null,75000,null,null,75000]
[null,"Replace clrm lighting",null,null,67740,null,null,null,67740]
[null,"Paint entire school",null,null,150000,null,null,null,150000]
[null,"Reroof auditorium",null,null,80000,null,null,null,80000]
[null,"Replace telephones ",null,null,null,20000,null,null,20000]
[null,"Renovation & Remodeling","RUSKIN ELEMENTARY",{"$nulls":4},2749205,2749205]
[null,"Replace clrm flooring",{"$nulls":6},0]
[null,"Replace Roof ",{"$nulls":5},350000,350000]
[null,"Special Projects ",{"$nulls":6},0]
[null,"Renovate intercom",{"$nulls":5},75000,75000]
[null,"Upgrade lift station 1",null,45000,{"$nulls":4},45000]
[null,"Upgrade lift station 2",null,45000,{"$nulls":4},45000]
[null,"Paint entire school",{"$nulls":6},0]
[null,"Replace telephones ",{"$nulls":5},30000,30000]
[null,"Renovate intercom","SCHWARZKOPF ELEMENTARY",null,null,null,75000,null,75000]
[null,"Replace telephones ",{"$nulls":4},20000,null,20000]
[null,"Renovate fire alarm","SEMINOLE ELEMENTARY",null,null,null,20000,null,20000]
[null,"Renovate HVAC",{"$nulls":4},600000,null,600000]
[null,"Renovate intercom",{"$nulls":4},75000,null,75000]
[null,"Replace telephones ",{"$nulls":4},30000,null,30000]
[null,"Renovation/Remodeling","SHAW ELEMENTARY (FFF&E)  ",null,null,4981648.5246,null,null,4981648.5246]
[null,"including",{"$nulls":6},0]
[null,"Moisture intrusion",null,null,null,100000,null,null,100000]
[null,"Replace lift station",null,null,null,50000,null,null,50000]
[null,"Renovate AC",{"$nulls":6},0]
[null,"Reroof pod 800/900",{"$nulls":6},0]
[null,"Replace fire alarm panel",null,null,null,7500,null,null,7500]
[null,"Renovate intercom",null,null,null,75000,null,null,75000]
[null,"Replace telephones ",null,30000,{"$nulls":4},30000]
[null,"Renovate fire alarm","SHORE ELEMENTARY",null,null,null,20000,null,20000]
[null,"Paint entire school",null,null,150000,null,null,null,150000]
[null,"Reroof admin bldg",{"$nulls":6},0]
[null,"Replace telephones ",{"$nulls":4},20000,null,20000]
[null,"Remediate water intrusion",null,null,299000,null,null,null,299000]
[null,"Replace windows bldg 1",{"$nulls":6},0]
[null,"Renovation including","SPRINGHEAD ELEMENTARY (FFF&E) ",null,null,2077274.08482,null,null,2077274.08482]
[null,"Replace blackboards",null,null,null,50000,null,null,50000]
[null,"Special Projects ",{"$nulls":6},0]
[null,"Renovate AC",{"$nulls":6},0]
[null,"Renovate HVAC",null,null,null,440000,null,null,440000]
[null,"Replace clrm flooring",{"$nulls":6},0]
[null,"Replace ceiling/lighting",{"$nulls":6},0]
[" ","Renovate intercom",null,null,null,75000,null,null,75000]
[null,"Upgrade lift station",null,null,null,45000,null,null,45000]
[null,"Replace telephones ",null,null,null,20000,null,null,20000]
[null,"Renovation ","SULPHUR SPRINGS ELEMENTARY   ",{"$nulls":5},0]
[null,"Renovate AC",{"$nulls":4},285000,null,285000]
[null,"Renovate fire alarm",{"$nulls":4},20000,null,20000]
[null,"Renovate intercom",{"$nulls":6},0]
[null,"Replace telephones ",{"$nulls":4},30000,null,30000]
[null,"Replace clrm flooring","SUMMERFIELD ELEMENTARY",{"$nulls":5},0]
[null,"Replace telephones ",{"$nulls":4},20000,null,20000]
[null,"Renovate AC","TAMPA BAY BOULEVARD  ELEMENTARY",397975,{"$nulls":4},397975]
[null,"Water proofing ",null,60000,{"$nulls":4},60000]
[null,"Replace fire alarm",{"$nulls":6},0]
[null,"Renovate intercom",null,null,75000,null,null,null,75000]
[null,"Replace telephones ",null,null,30000,null,null,null,30000]
[null,"Special Projects",null,96000,{"$nulls":4},96000]
[null,"Renovate fire alarm","TAMPA PALMS ELEMENTARY",null,null,null,75000,null,75000]
[null,"Replace flooring",null,60000,{"$nulls":4},60000]
[null,"Renovate intercom",{"$nulls":4},75000,null,75000]
[null,"Paint entire school",{"$nulls":6},0]
[null,"Replace telephones ",{"$nulls":4},30000,null,30000]
[null,"Remediate water intrusion",null,null,null,349000,null,null,349000]
[null,"Renovate AC","TEMPLE TERRACE ELEMENTARY",600000,{"$nulls":4},600000]
[null,"Reroofing",{"$nulls":4},200000,null,200000]
[null,"Renovate fire alarm",{"$nulls":4},20000,null,20000]
[null,"Renovate intercom",{"$nulls":4},75000,null,75000]
[null,"Remodel restrooms",{"$nulls":6},0]
[null,"Replace telephones ",{"$nulls":4},30000,null,30000]
[null,"Special Projects",null,80000,{"$nulls":4},80000]
[null,"Replace boilers/piping","THONOTOSASSA ELEMENTARY (FFF&E) ",null,null,2063685.79164,null,null,2063685.79164]
[null,"Renovation including",{"$nulls":6},0]
[null,"Renovate AC",null,null,null,360000,null,null,360000]
[null,"Repair roofing ",{"$nulls":6},0]
[null,"Replace clrm flooring",{"$nulls":6},0]
[null,"Replace ceiling/lighting",{"$nulls":6},0]
[null,"Replace fire alarm panel",null,null,null,7500,null,null,7500]
[null,"Renovate intercom",null,null,null,75000,null,null,75000]
[null,"Upgrade lift station",null,null,null,45000,null,null,45000]
[null,"Replace telephones ",null,null,null,20000,null,null,20000]
[null,"Renovation including","TINKER ELEMENTARY (FFF&E) ",null,null,null,2855483.30325,null,2855483.30325]
[null,"Special Projects ",{"$nulls":6},0]
[null,"Renovate AC",{"$nulls":6},0]
[null,"Repair roofing ",{"$nulls":6},0]
[null,"Replace clrm lighting",{"$nulls":6},0]
[null,"Replace ceiling/lighting",{"$nulls":6},0]
[null,"Paint entire school",{"$nulls":4},100000,null,100000]
[null,"Replace telephones ",{"$nulls":4},20000,null,20000]
[null,"Renovation including","TOWN & COUNTRY ELEMENTARY (FFF&E) ",300000,null,null,3343206.8930699998,null,3643206.8930699998]
[null,"Special Projects",{"$nulls":6},0]
[null,"Renovate all restrooms",{"$nulls":4},40000,null,40000]
[null,"Paint entire school",{"$nulls":6},0]
[null,"Renovate AC",{"$nulls":4},300000,null,300000]
[null,"Repair roofing ",{"$nulls":6},0]
[null,"Replace clrm flooring",{"$nulls":6},0]
[null,"Replace ceiling/lighting",{"$nulls":6},0]
[null,"Renovate fire alarm",null,null,80000,null,null,null,80000]
[null,"Renovate intercom",null,null,75000,null,null,null,75000]
[null,"Replace telephones ",null,null,30000,null,null,null,30000]
[null,"Renovate AC","TRAPNELL ELEMENTARY",290000,null,null,360000,null,650000]
[null,"Replace clrm cabinets",{"$nulls":6},0]
[null,"Replace media flooring",{"$nulls":6},0]
[null,"Renovate fire alarm",null,null,50000,null,null,null,50000]
[null,"Renovate intercom",null,null,75000,null,null,null,75000]
[null,"Replace telephones ",{"$nulls":6},0]
[null,"Replace telephones ","TWIN LAKES ELEMENTARY",null,null,null,30000,null,30000]
[null,"Renovate fire alarm","VALRICO ELEMENTARY",null,null,null,20000,null,20000]
[null,"Replace telephones ",{"$nulls":4},30000,null,30000]
[null,"Replace telephones ","WALDEN LAKE ELEMENTARY",null,null,null,20000,null,20000]
[null,"Renovate AC","WEST TAMPA ELEMENTARY",null,50000,null,null,null,50000]
[null,"Drainage project",{"$nulls":6},0]
[null,"Replace clrm flooring",{"$nulls":6},0]
[null,"Renovate intercom",null,null,null,75000,null,null,75000]
[null,"Replace telephones ",null,null,null,30000,null,null,30000]
[null,"Renovation & Remodeling","WESTSHORE ELEMENTARY",{"$nulls":4},1474776,1474776]
[null,"Replace clrm cabinets",{"$nulls":6},0]
[null,"Special Projects",{"$nulls":6},0]
[null,"Renovate fire alarm",{"$nulls":6},0]
[null,"Replace clrm lighting",{"$nulls":6},0]
[null,"Replace telephones ",{"$nulls":6},0]
[null,"Renovate HVAC",{"$nulls":4},885000,null,885000]
[null,"Remediate water intrusion",{"$nulls":6},0]
[null,"Renovate AC","WILSON ELEMENTARY",30000,null,null,220000,null,250000]
[null,"Replace clrm cabinets",{"$nulls":6},0]
[null,"Renovate fire alarm",null,null,20000,null,null,null,20000]
[null,"Replace clrm lighting",null,null,75000,null,null,null,75000]
[null,"Reroof café ",{"$nulls":6},0]
[null,"Replace Carpet   ",{"$nulls":4},20000,null,20000]
[null,"Replace Chalkboards",{"$nulls":4},15000,null,15000]
[null,"Replace telephones ",null,null,20000,null,null,null,20000]
[null,"Renovation including","WIMAUMA ELEMENTARY",null,null,2673967.8800999997,null,null,2673967.8800999997]
[null,"Renovate AC",{"$nulls":6},0]
[null,"Repair roofing ",{"$nulls":6},0]
[null,"Replace fire alarm panel",null,null,null,7500,null,null,7500]
[null,"Replace clrm flooring",{"$nulls":6},0]
[null,"Replace ceiling/lighting",{"$nulls":6},0]
[null,"Replace canopy",{"$nulls":6},0]
[null,"Renovate intercom",null,null,null,75000,null,null,75000]
[null,"Upgrade lift station",null,null,null,45000,null,null,45000]
[null,"Remodel restrooms",{"$nulls":6},0]
[null,"Replace telephones ",null,null,null,30000,null,null,30000]
[null,"Renovation in process","WITTER ELEMENTARY",1786973,{"$nulls":4},1786973]
[null,"Renovation including","WOODBRIDGE ELEMENTARY (FFF&E) ",null,null,2872028.5044,null,null,2872028.5044]
[null,"Replace lift station",null,null,null,50000,null,null,50000]
[null,"Renovate AC",{"$nulls":6},0]
[null,"Replace fire alarm panel",null,null,null,7500,null,null,7500]
[null,"Replace clrm flooring",{"$nulls":6},0]
[null,"Replace ceiling/lighting",{"$nulls":6},0]
[null,"Renovate intercom",null,null,null,75000,null,null,75000]
[null,"Replace telephones ",null,null,null,30000,null,null,30000]
[null,"Renovate AC","YATES ELEMENTARY",{"$nulls":5},0]
[null,"Paint interior & exterior",{"$nulls":4},100000,null,100000]
[null,"Renovate fire alarm",{"$nulls":4},25000,null,25000]
[null,"Replace clrm flooring",{"$nulls":6},0]
[null,"Replace intercom",{"$nulls":4},75000,null,75000]
[null,"Replace telephones ",{"$nulls":4},20000,null,20000]
[null,null,"MIDDLE SCHOOLS"]
[null,"Renovation & Remodeling","ADAMS  MIDDLE (FFF&E) ",null,null,5580521,null,null,5580521]
[null,"Renovate AC",{"$nulls":6},0]
[null,"Repair athletic field",null,50000,{"$nulls":4},50000]
[null,"for middle school including",{"$nulls":6},0]
[null,"Repair roofing",{"$nulls":6},0]
[null,"Replace clrm flooring",{"$nulls":6},0]
[null,"Replace ceilings/lighting",{"$nulls":6},0]
[null,"Renovate intercom",null,null,null,120000,null,null,120000]
[null,"Paint entire school",null,null,null,165000,null,null,165000]
[null,"Remodel restrooms",{"$nulls":6},0]
[null,"Fencing",null,null,null,20000,null,null,20000]
[null,"Replace metal gates",null,null,null,18000,null,null,18000]
[null,"Resurface track",null,null,null,25000,null,null,25000]
[null,"Replace telephones",{"$nulls":6},0]
[null,"Replace telephones",null,null,null,30000,null,null,30000]
[null,"Renovation/Remodeling","BUCHANAN MIDDLE (FFF&E) ",7609658,{"$nulls":4},7609658]
[null,"for middle school including",{"$nulls":6},0]
[null,"Renovate AC",{"$nulls":6},0]
[null,"Repair roofing",{"$nulls":6},0]
[null,"Replace clrm flooring",{"$nulls":6},0]
[null,"Replace ceilings/lighting",{"$nulls":6},0]
[null,"Renovate fire alarm",{"$nulls":6},0]
[null,"Renovate intercom",{"$nulls":6},0]
[null,"Repair hallway lockers",{"$nulls":6},0]
[null,"Paint entire school",{"$nulls":6},0]
[null,"Fencing",{"$nulls":6},0]
[null,"Resurface track",{"$nulls":6},0]
[null,"Replace telephones",{"$nulls":6},0]
[null,"Drainage",{"$nulls":6},0]
[null,"Renovate AC","BURNS MIDDLE ",{"$nulls":5},0]
[null,"Special Projects ",{"$nulls":6},0]
[null,"Resurface track",{"$nulls":4},20000,null,20000]
[null,"Renovate fire alarm","DOWDELL MIDDLE ",null,125000,null,null,null,125000]
[null,"Replace telephones",null,30000,{"$nulls":4},30000]
[null,"Renovation/Remodeling","EISENHOWER MIDDLE (FFF&E) ",null,null,null,5679790,null,5679790]
[null,"for middle school including",{"$nulls":6},0]
[null,"Renovate AC",{"$nulls":4},500000,null,500000]
[null,"Repair roofing",{"$nulls":6},0]
[null,"Replace fire alarm",{"$nulls":6},0]
[null,"Replace clrm flooring",{"$nulls":6},0]
[null,"Replace ceilings/lighting",{"$nulls":6},0]
[null,"Renovate intercom",{"$nulls":6},0]
[null,"Paint entire school",{"$nulls":6},0]
[null,"Replace telephones",{"$nulls":6},0]
[null,"Renovate fire alarm","FERRELL MIDDLE",50000,{"$nulls":4},50000]
[null,"Renovate/remodel",{"$nulls":6},0]
[null,"Renovate intercom",null,null,30000,null,null,null,30000]
[null,"Paint entire school",null,null,150000,null,null,null,150000]
[null,"Replace telephones",null,30000,{"$nulls":4},30000]
[null,"Renovation/Remodeling","FRANKLIN MIDDLE (FFF&E) ",null,null,3609105.71208,null,null,3609105.71208]
[null,"for middle school including",{"$nulls":6},0]
[null,"Special Projects ",{"$nulls":6},0]
[null,"Renovate AC",{"$nulls":6},0]
[null,"Repair roofing",{"$nulls":6},0]
[null,"Replace boilers/piping",{"$nulls":6},0]
[null,"Replace fire alarm panel",{"$nulls":6},0]
[null,"Replace clrm flooring",{"$nulls":6},0]
[null,"Replace ceilings/lighting",{"$nulls":6},0]
[null,"Renovate intercom",{"$nulls":6},0]
[null,"Remodel restrooms",{"$nulls":6},0]
[null,"Replace telephones",null,30000,{"$nulls":4},30000]
[null,"Renovation/Remodeling","GRECO MIDDLE (FFF&E) (R&NC) ",null,null,null,6995077.09125,null,6995077.09125]
[null,"for middle school including",{"$nulls":6},0]
[null,"Paint exterior",{"$nulls":6},0]
[null,"Replace tower",{"$nulls":4},75000,null,75000]
[null,"Renovate AC",{"$nulls":6},0]
[null,"Repair roofing",{"$nulls":6},0]
[null,"Replace clrm flooring",{"$nulls":6},0]
[null,"Replace ceilings/lighting",{"$nulls":6},0]
[null,"Renovate intercom",{"$nulls":4},120000,null,120000]
[null,"Replace telephones",null,30000,{"$nulls":4},30000]
[null,"Resurface track",{"$nulls":4},20000,null,20000]
[null,"Renovation including","HILL MIDDLE (FFF&E) ",{"$nulls":4},5661344,5661344]
[null,"Special Projects ",{"$nulls":6},0]
[null,"Paving, drainage",{"$nulls":6},0]
[null,"Renovate AC",{"$nulls":6},0]
[null,"Repair roofing",{"$nulls":6},0]
[null,"Replace clrm flooring",{"$nulls":6},0]
[null,"Replace ceilings/lighting",{"$nulls":6},0]
[null,"Irrigation",{"$nulls":6},0]
[null,"Paint entire school",null,100000,{"$nulls":4},100000]
[null,"Renovation/Remodeling","MADISON MIDDLE (FFF&E) ",4909658,{"$nulls":4},4909658]
[null,"for middle school including",{"$nulls":6},0]
[null,"Resurface track",{"$nulls":6},0]
[null,"Renovate AC",{"$nulls":6},0]
[null,"Repair roofing",{"$nulls":6},0]
[null,"Renovate fire alarm",{"$nulls":6},0]
[null,"Replace clrm flooring",{"$nulls":6},0]
[null,"Replace ceilings/lighting",{"$nulls":6},0]
[null,"Replace clrm cabinets",{"$nulls":6},0]
[null,"Irrigation",{"$nulls":6},0]
[null,"Repair hallway lockers",{"$nulls":6},0]
[null,"Renovation/Remodeling","MANN MIDDLE",null,null,null,4329447,null,4329447]
[null,"Special Projects ",null,40000,{"$nulls":4},40000]
[null,"Replace covered walkways",{"$nulls":4},250000,null,250000]
[null,"Replace boilers/piping",{"$nulls":6},0]
[null,"Replace clrm flooring",null,150000,{"$nulls":4},150000]
[null,"Paint entire school",{"$nulls":6},0]
[null,"Replace fire alarm",{"$nulls":4},125000,null,125000]
[null,"Renovate AC",{"$nulls":6},0]
[null,"Repair roofing",{"$nulls":6},0]
[null,"Replace ceilings/lighting",{"$nulls":6},0]
[null,"Renovate intercom",{"$nulls":4},120000,null,120000]
[null,"Replace telephones",null,30000,{"$nulls":4},30000]
[null,"Replace telephones","MARSHALL MIDDLE ",30000,{"$nulls":4},30000]
[null,"Replace boilers/piping",null,null,null,25000,null,null,25000]
[null,"Renovation & Remodeling","MCLANE MIDDLE ",{"$nulls":4},4574186,4574186]
[null,"Reno HVAC (old bldg)",{"$nulls":5},1000000,1000000]
[null,"Replace boilers/piping",{"$nulls":5},25000,25000]
[null,"Replace fire alarm",{"$nulls":5},125000,125000]
[null,"Renovate intercom",{"$nulls":5},120000,120000]
[null,"Remodel restrooms",{"$nulls":5},20000,20000]
[null,"Reroof music/PE",null,160000,{"$nulls":4},160000]
[null,"Replace telephones",null,30000,{"$nulls":4},30000]
[null,"Replace telephones","MONROE MIDDLE ",30000,{"$nulls":4},30000]
[null,"Paint interior & exterior",{"$nulls":4},170000,null,170000]
[null,"Renovate HVAC","ORANGE GROVE ",null,null,null,1240000,null,1240000]
[null,"Remodeling/Renovation","PIERCE MIDDLE (FFF&E)",4860293,{"$nulls":4},4860293]
[null,"in process",{"$nulls":6},0]
[null,"Renovate fire alarm","PROGRESS VILLAGE MIDDLE ",null,null,null,25000,null,25000]
[null,"Replace telephones",null,30000,{"$nulls":4},30000]
[null,"Renovate AC","ROLAND PARK MIDDLE",{"$nulls":5},0]
[null,"Renovate intercom",{"$nulls":4},120000,null,120000]
[null,"Replace telephones",{"$nulls":4},30000,null,30000]
[null,"Renovate intercom","SLIGH MIDDLE",null,null,120000,null,null,120000]
[null,"Renovate restrooms",{"$nulls":4},60000,null,60000]
[null,"Replace telephones",null,30000,{"$nulls":4},30000]
[null,"Renovate fire alarm","STEWART MIDDLE ",null,null,null,25000,null,25000]
[null,"Renovate intercom",{"$nulls":4},120000,null,120000]
[null,"Replace telephones",null,30000,{"$nulls":4},30000]
[null,"Renovation in process","TOMLIN MIDDLE SCHOOL ",5288942,{"$nulls":4},5288942]
[null,"Remodel Building 11","TURKEY CREEK MIDDLE",1172514,{"$nulls":4},1172514]
[null,"Replace boilers/piping",null,null,null,30000,null,null,30000]
[null,"Replace telephones",null,30000,{"$nulls":4},30000]
[null,"Remodel  inteior",null,40000,{"$nulls":4},40000]
[null,"Remediate water intrusion",null,40000,{"$nulls":4},40000]
[null,"Renovation/Remodeling","VAN BUREN MIDDLE (FFF&E) ",null,null,null,6533428,null,6533428]
[null,"for middle school including",{"$nulls":6},0]
[null,"Renovate AC",{"$nulls":4},1200000,null,1200000]
[null,"Repair roofing",{"$nulls":6},0]
[null,"Replace fire alarm ",{"$nulls":4},125000,null,125000]
[null,"Replace clrm flooring",{"$nulls":6},0]
[null,"Replace ceilings/lighting",{"$nulls":6},0]
[null,"Renovate intercom",{"$nulls":4},120000,null,120000]
[null,"Repair hallway lockers",{"$nulls":6},0]
[null,"Replace telephones",null,30000,{"$nulls":4},30000]
[null,"Replace telephones","WALKER MIDDLE ",null,null,null,30000,null,30000]
[null,"Paint interior & exterior",{"$nulls":4},200000,null,200000]
[null,"Renovation & Remodeling","WASHINGTON MIDDLE (BOOKER T.)",{"$nulls":4},3298903,3298903]
[null,"for use as an Elementary",{"$nulls":6},0]
[null,"Renovate AC",{"$nulls":6},0]
[null,"Renovate fire alarm",{"$nulls":5},30000,30000]
[null,"Replace clrm flooring",{"$nulls":6},0]
[null,"Replace intercom ",{"$nulls":5},120000,120000]
[null,"Paint entire school",{"$nulls":6},0]
[null,"Replace telephones",null,30000,{"$nulls":4},30000]
[null,"Renovation/Remodeling","WEBB MIDDLE (FFF&E) ",null,null,6351068,null,null,6351068]
[null,"for middle school including",{"$nulls":6},0]
[null,"Special Projects ",null,100000,{"$nulls":4},100000]
[null,"Renovate AC",null,540285,{"$nulls":4},540285]
[null,"Repair roofing",{"$nulls":6},0]
[null,"Paint entire school",{"$nulls":6},0]
[null,"Renovate fire alarm",{"$nulls":6},0]
[null,"Replace clrm flooring",null,60000,{"$nulls":4},60000]
[null,"Replace ceilings/lighting",null,84675,{"$nulls":4},84675]
[null,"Renovate intercom",null,null,null,125000,null,null,125000]
[null,"Replace telephones",null,30000,{"$nulls":4},30000]
[null,"New Lockers(Contracted)",null,64000,{"$nulls":4},64000]
[null,"Replace telephones","WILLIAMS MIDDLE ",null,null,null,30000,null,30000]
[null,"Renovate AC","WILSON MIDDLE ",840000,{"$nulls":4},840000]
[null,"Replace fire alarm ",null,100000,{"$nulls":4},100000]
[null,"Replace clrm flooring",null,null,110800,null,null,null,110800]
[null,"Replace clrm lighting",null,null,67740,null,null,null,67740]
[null,"Renovate PA system",null,null,20000,null,null,null,20000]
[null,"Remodel restrooms",{"$nulls":6},0]
[null,"Replace doors/hardware",null,10000,{"$nulls":4},10000]
[null,"Reroof entire school",{"$nulls":6},0]
[null,"Replace telephones",null,30000,{"$nulls":4},30000]
[null,"Replace telephones","YOUNG MIDDLE",null,null,null,30000,null,30000]
[null,null,"HIGH SCHOOLS"]
[null,"Renovate fire alarm","ARMWOOD HIGH",null,null,null,175000,null,175000]
[null,"Renovate AC",{"$nulls":4},250000,null,250000]
[null,"Renovate intercom",{"$nulls":4},175000,null,175000]
[null,"Renovate stadium PA ",{"$nulls":6},0]
[null,"Renovate auditorium PA ",{"$nulls":6},0]
[null,"Replace telephones",{"$nulls":6},0]
[null,"Replace carpet w/tile",{"$nulls":6},0]
[null,"Replace softball & baseball turf",null,null,128333,null,null,null,128333]
[null,"Replace telephones","BLAKE HIGH",25000,{"$nulls":4},25000]
[null,"Renovate fire alarm","BLOOMINGDALE HIGH",null,null,175000,null,null,175000]
[null,"Re+C1037surface parking",null,180000,{"$nulls":4},180000]
[null,"Renovate intercom",{"$nulls":6},0]
[null,"Irrigation",{"$nulls":6},0]
[null,"Renovate auditorium PA ",null,null,20000,null,null,null,20000]
[null,"Reroof café/misc",{"$nulls":6},0]
[null,"Renovate stage lighting",null,null,10000,null,null,null,10000]
[null,"Special Projects ",null,240000,{"$nulls":4},240000]
[null,"Renovation & Remodeling","BRANDON HIGH (FFF&E) ",null,null,null,12350721,null,12350721]
[null,"Renovate AC",{"$nulls":6},0]
[null,"Repair roofing",{"$nulls":6},0]
[null,"Replace clrm flooring ",{"$nulls":6},0]
[null,"Replace ceilings/lighting",{"$nulls":6},0]
[null,"Replace aud lighting",{"$nulls":6},0]
[null,"Fencing",{"$nulls":6},0]
[null,"Replace intercom",{"$nulls":6},0]
[null,"Replace stadium lighting",{"$nulls":6},0]
[null,"Replace gym lighting",{"$nulls":6},0]
[null,"Renovate auditorium PA ",{"$nulls":6},0]
[null,"Paint hallways",{"$nulls":6},0]
[null,"Replace doors/hardware",{"$nulls":6},0]
[null,"Replace telephones",{"$nulls":6},0]
[null,"Replace football turf",{"$nulls":6},0]
[null,"Replace baseball turf",{"$nulls":6},0]
[null,"Replace softball turf",{"$nulls":6},0]
[null,"Special Projects ",null,160000,{"$nulls":4},160000]
[null,"Renovation/Remodeling","CHAMBERLAIN HIGH     (FF&E)",8813072,{"$nulls":4},8813072]
[null,"Special Projects ",{"$nulls":6},0]
[null,"Renovate AC",{"$nulls":6},0]
[null,"Reroof Bldg 200",{"$nulls":6},0]
[null,"Renovate fire alarm",{"$nulls":6},0]
[null,"Renovate walkways",{"$nulls":6},0]
[null,"Replace clrm flooring",{"$nulls":6},0]
[null,"Replace ceilings/lighting",{"$nulls":6},0]
[null,"Replace intercom",{"$nulls":6},0]
[null,"Replace stadium lighting",{"$nulls":6},0]
[null,"Renovate auditorium PA ",{"$nulls":6},0]
[null,"Replace telephone",{"$nulls":6},0]
[null,"Replace baseball turf",{"$nulls":6},0]
[null,"Replace softball turf",{"$nulls":6},0]
[null,"Renovate fire alarm","DURANT HIGH  ",null,null,null,175000,null,175000]
[null,"Renovate intercom",{"$nulls":4},175000,null,175000]
[null,"Replace telephones",{"$nulls":4},40000,null,40000]
[null,"Renovation & Remodeling","EAST BAY HIGH (FFF&E) ",null,null,null,12409755,null,12409755]
[null,"Repair roofing",{"$nulls":6},0]
[null,"Replace clrm flooring ",{"$nulls":6},0]
[null,"Replace ceilings/lighting",{"$nulls":6},0]
[null,"Fencing",null,40000,{"$nulls":4},40000]
[null,"Replace intercom",{"$nulls":6},0]
[null,"Replace stadium lighting",{"$nulls":6},0]
[null,"Replace gym lighting",{"$nulls":6},0]
[null,"Replace shop lighting",{"$nulls":6},0]
[null,"Repair hallway lockers",{"$nulls":6},0]
[null,"Replace doors/hardware",{"$nulls":6},0]
[null,"Replace telephones",{"$nulls":6},0]
[null,"Renovate drainage",{"$nulls":6},0]
[null,"Replace softball turf",{"$nulls":6},0]
[null,"Renovate intercom","GAITHER HIGH",{"$nulls":5},0]
[null,"Renovate stadium PA ",null,null,10000,null,null,null,10000]
[null,"Renovate auditorium PA ",null,null,20000,null,null,null,20000]
[null,"Paint entire school",null,null,120000,null,null,null,120000]
[null,"Renovate drainage",{"$nulls":4},35000,null,35000]
[null,"Renovate aud lighting","HILLSBOROUGH HIGH",{"$nulls":5},0]
[null,"Special Projects ",{"$nulls":6},0]
[null,"Fencing",null,40000,{"$nulls":4},40000]
[null,"Renovate Fire Alarm",null,200000,{"$nulls":4},200000]
[null,"Replace AC",null,null,null,4500000,null,null,4500000]
[null,"Replace clrm flooring",{"$nulls":6},0]
[null,"Replace intercom",{"$nulls":6},0]
[null,"Replace gym lighting",null,null,67740,null,null,null,67740]
[null,"Renovate auditorium PA",{"$nulls":6},0]
[null,"Reroof/water remediation",{"$nulls":6},0]
[null,"Replace telephones",{"$nulls":6},0]
[null,"Replace baseball turf",null,null,75000,null,null,null,75000]
[null,"Replace football turf",{"$nulls":6},0]
[null,"Replace softball turf",null,null,45000,null,null,null,45000]
[null,"Renovation & Remodeling","JEFFERSON HIGH (FFF&E)",null,null,null,12957528,null,12957528]
[null,"Renovation including",null,259675,{"$nulls":4},259675]
[null,"Renovate AC",{"$nulls":6},0]
[null,"Repair roofing",{"$nulls":6},0]
[null,"Replace clrm flooring ",{"$nulls":6},0]
[null,"Replace ceilings/lighting",{"$nulls":6},0]
[null,"Renovate aud lighting",{"$nulls":6},0]
[null,"Fencing",{"$nulls":6},0]
[null,"Replace intercom",{"$nulls":6},0]
[null,"Renovate stadium PA ",{"$nulls":6},0]
[null,"Renovate auditorium PA ",{"$nulls":6},0]
[null,"Resurface/add parking",{"$nulls":6},0]
[null,"Replace telephones",{"$nulls":6},0]
[null,"Replace baseball turf",{"$nulls":6},0]
[null,"Replace softball turf",{"$nulls":6},0]
[null,"Renovation/Remodeling","KING HIGH (FFF&E) ",1385000,null,9572697.0669,null,null,10957697.0669]
[null,"Special Projects ",{"$nulls":6},0]
[null,"Renovate AC ",{"$nulls":6},0]
[null,"Reroof entire school",{"$nulls":6},0]
[null,"Replace clrm flooring",{"$nulls":6},0]
[null,"Replace ceilings/lighting",{"$nulls":6},0]
[null,"Fencing",{"$nulls":6},0]
[null,"Renovate fire alarm",{"$nulls":6},0]
[null,"Renovate intercom",{"$nulls":6},0]
[null,"Irrigation",{"$nulls":6},0]
[null,"Replace stadium lighting",{"$nulls":6},0]
[null,"Replace gym lighting",{"$nulls":6},0]
[null,"Renovate stadium PA ",{"$nulls":6},0]
[null,"Renovate auditorium PA ",{"$nulls":6},0]
[null,"Paint entire school",{"$nulls":6},0]
[null,"Replace doors/hardware",{"$nulls":6},0]
[null,"Replace telephones",{"$nulls":6},0]
[null,"Replace softball turf",{"$nulls":6},0]
[null,"Replace science windows",{"$nulls":6},0]
[null,"Renovation/Remodeling","LETO HIGH (FFF&E) ",12446000,{"$nulls":4},12446000]
[null,"Special Projects ",{"$nulls":6},0]
[null,"Renovate AC",{"$nulls":6},0]
[null,"Repair parking",{"$nulls":6},0]
[null,"Replace clrm flooring ",{"$nulls":6},0]
[null,"Replace ceilings/lighting",{"$nulls":6},0]
[null,"Replace fire alarm",{"$nulls":6},0]
[null,"Renovate intercom",{"$nulls":6},0]
[null,"Renovate stadium PA ",{"$nulls":6},0]
[null,"Renovate auditorium PA ",{"$nulls":6},0]
[null,"Paint entire school",{"$nulls":6},0]
[null,"Replace doors/hardware",{"$nulls":6},0]
[null,"Reroof gym",{"$nulls":6},0]
[null,"Replace telephones",{"$nulls":6},0]
[null,"Repair baseball field",{"$nulls":6},0]
[null,"Replace softball turf",{"$nulls":6},0]
[null,"Renovation & Remodeling","PLANT CITY HIGH (FFF&E) ",null,null,12467289,null,null,12467289]
[null,"Renovation including",{"$nulls":6},0]
[null,"Repair roofing",{"$nulls":6},0]
[null,"Replace clrm flooring ",{"$nulls":6},0]
[null,"Replace ceilings/lighting",{"$nulls":6},0]
[null,"Replace fire alarm",{"$nulls":6},0]
[null,"Renovate intercom",{"$nulls":6},0]
[null,"Replace gym lighting",{"$nulls":6},0]
[null,"Renovate stadium PA ",{"$nulls":6},0]
[null,"Paint entire school",{"$nulls":6},0]
[null,"Replace telephone",{"$nulls":6},0]
[null,"Paint interior",{"$nulls":6},0]
[null,"Irrigation",{"$nulls":6},0]
[null,"Replace softball turf",null,40000,{"$nulls":4},40000]
[null,"Renovation in process","PLANT HIGH (FFF&E)  ",9832293,{"$nulls":4},9832293]
[null,"Renovation in process","ROBINSON HIGH (FFF&E) ",8363782,{"$nulls":4},8363782]
[null,"Renovate intercom","SICKLES HIGH ",null,null,null,25000,null,25000]
[null,"Replace telephones",{"$nulls":4},40000,null,40000]
[null,"Renovation/Remodeling","TAMPA BAY TECHNICAL HIGH (FFF&E) ",null,null,8718147,null,null,8718147]
[null,"Special Projects ",null,100000,{"$nulls":4},100000]
[null,"Renovate AC",{"$nulls":6},0]
[null,"Replace fire alarm",null,250000,{"$nulls":4},250000]
[null,"Replace clrm flooring ",{"$nulls":6},0]
[null,"Replace ceilings/lighting",{"$nulls":6},0]
[null,"Fencing",{"$nulls":6},0]
[null,"Renovate intercom",{"$nulls":6},0]
[null,"Replace gym lighting",{"$nulls":6},0]
[null,"Replace shop lighting",{"$nulls":6},0]
[null,"Renovate auditorium PA ",{"$nulls":6},0]
[null,"Replace doors/hardware",{"$nulls":6},0]
[null,"Replace telephones",{"$nulls":6},0]
[null,"Replace baseball turf",{"$nulls":6},0]
[null,"Replace football turf",{"$nulls":6},0]
[null,"Replace softball turf",null,50000,{"$nulls":4},50000]
[null,"Remediate water intrusion",{"$nulls":6},0]
[null,"Repair athletic field","WHARTON HIGH ",50000,{"$nulls":4},50000]
[null,null,"OTHER FACILITIES"]
[null,"Paint entire school","BREWSTER TECHNICAL",{"$nulls":5},0]
[null,"Replace telephones",{"$nulls":4},40000,null,40000]
[null,"Renovation & Remodeling","BRYAN, TPA ",null,null,1776950,null,null,1776950]
[null,"Replace telephones","CAMINITI EXCEPTIONAL",null,null,null,30000,null,30000]
[null,"Paint entire school",{"$nulls":4},150000,null,150000]
[null,"Renovate HVAC",{"$nulls":4},660000,null,660000]
[null,"Replace telephones","DOROTHY THOMAS CENTER ",null,30000,null,null,null,30000]
[null,"Renovate AC",{"$nulls":4},40000,null,40000]
[null,"Replace fire alarm","EISENHOWER EXCEPTIONAL CENTER",null,null,7500,null,null,7500]
[null,"Renovate AC",{"$nulls":4},80000,null,80000]
[null,"Renovation & Remodeling","ERWIN TECHNICAL CENTER",{"$nulls":4},10986602,10986602]
[null,"Renovate AC ",null,300000,{"$nulls":4},300000]
[null,"Pave parking ",null,null,60000,null,null,null,60000]
[null,"Renovate fire alarm",{"$nulls":6},0]
[null,"Replace clrm flooring",{"$nulls":6},0]
[null,"Replace telephones",null,null,142000,null,null,null,142000]
[null,"Replace fire panel ",{"$nulls":6},0]
[null,"Replace alarm panel","FL MENTAL HEALTH INSTITUTE (FMHI)",null,null,7500,null,null,7500]
[null,"Replace clrm lighting","GARY ADULT ",{"$nulls":5},0]
[null,"Reroof entire school",{"$nulls":4},150000,null,150000]
[null,"Remediate water intrusion",null,null,null,349000,null,null,349000]
[null,"Renovation & Remodeling","JUST EARLY CHILDHOOD CENTER",{"$nulls":4},1856394,1856394]
[null,"Renovate AC ",{"$nulls":6},0]
[null,"Replace fire alarm",{"$nulls":6},0]
[null,"Replace telephones",{"$nulls":6},0]
[null,"Special Projects",null,100000,{"$nulls":4},100000]
[null,"Renovate fire alarm","KIMBALL FULL SERVICE SCHOOL",null,null,null,20000,null,20000]
[null,"Replace telephones",{"$nulls":4},20000,null,20000]
[null,"Renovation & Remodeling","LAVOY EXCEPTIONAL",{"$nulls":4},2645071,2645071]
[null,"Renovate AC ",{"$nulls":6},0]
[null,"Replace fire alarm panel",null,null,null,7500,null,null,7500]
[null,"Replace telephones",{"$nulls":4},20000,null,20000]
[null,"Renovate intercom","LEAREY TECHNICAL ",null,null,null,55000,null,55000]
[null,"Reroof","LIBRARY PROCESSING",null,null,null,70000,null,70000]
[null,"Replace alarm panel","LOPEZ DEES CENTER",null,null,7500,null,null,7500]
[null,"Renovate fire alarm","MAINTENANCE AREA 4",null,null,null,10000,null,10000]
[null,"Replace telephones","MAINTENANCE FACILITY",null,null,null,25000,null,25000]
[null,"Roofing",null,null,null,130000,null,null,130000]
[null,"Renovate fire alarm","MEACHAM EARLY CHILDHOOD",100000,{"$nulls":4},100000]
[null,"Special Projects",{"$nulls":6},0]
[null,"Replace clrm lighting",{"$nulls":6},0]
[null,"Replace windows",null,null,null,120000,null,null,120000]
[null,"Paint entire school",null,null,100000,null,null,null,100000]
[null,"Replace telephones",{"$nulls":4},20000,null,20000]
[null,"Renovate AC ",{"$nulls":6},0]
[null,"Replace intercom",null,null,null,75000,null,null,75000]
[null,"Replace telephones",null,null,null,20000,null,null,20000]
[null,"Renovate AC","ROS SCHOOL ADMINISTRATIVE CENTER",{"$nulls":4},3100000,3100000]
[null,"Replace telephones","TRANSPORTATION OFFICES",90000,{"$nulls":4},90000]
[null,"Renovate AC",{"$nulls":4},190000,null,190000]
[null,"Replace telephones","VELASCO",235000," ",null,null,null,235000]
[null,"Phased renovation","WATERS CENTER (GEO. WASHINGTON JR H",7000000,{"$nulls":4},7000000]
[null,"Renovation & Remodeling","JAMES ALTERNATIVE",{"$nulls":4},2865900,2865900]
[null,"Renovate HVAC",{"$nulls":6},0]
[null,"Cost to Retrofit Relocatables to Meet New Building Codes",null,4772580,{"$nulls":4},4772580]
["2.1","Hillsborough 2.1 Subtotal",null,107782756,9787123.9527,153659990.8189,113858762.86645,53491950.93014,438580584.56819004]

{"sheet":"Pt 2","index":2,"n_rows":104,"n_cols":9,"rows_kept":104,"cut":false,"hidden":false,"merged":[],"flags":["formulas_cached_only"]}
["District: ====>",null,"Hillsborough","Date: ==>","2000-10-01",null,"For fiscal years","  2000-2001 through 2004-2005"]
[]
[]
["2 .","A schedule of capital outlay projects necessary to ensure the availability of satisfactory student stations for the"]
[null,"  projected student enrollment in K-12 programs."]
[null,null,null,"2000-01 ","2001-02 ","2002-03 ","2003-04 ","2004-05"]
[null,"Project Description",null,"Actual Budget","Projected Cost","Projected Cost","Projected Cost","Projected Cost","5 YEAR TOTAL"]
[null,"New High School FFF","West County Area High School 2520 SS",35659109,{"$nulls":4},35659109]
[null,"New High School GGG","Middleton High School 2520 SS",37683584,null,null," ",null,37683584]
[null,"New High School JJJ","New Tampa Area High School 2520 SS",38324650,{"$nulls":4},38324650]
[null,"New High School LLL","Southeast Brandon/Fish Hawk Area 2520 SS",null,null,42522434,null,null,42522434]
[null,"New Middle School GG","North County Area Middle School 1487 SS",15874250,{"$nulls":4},15874250]
[null,"New Middle School JJ","New Tampa Area Middle School 1487 SS",17976909,{"$nulls":4},17976909]
[null,"New Middle School KK","South Ruskin Area Middle School 1487 SS",null,null,18961274,null,null,18961274]
[null,"New Middle School LL","Thonotosassa Area Middle School 1487 SS",{"$nulls":4},19501397,19501397]
[null,"New Middle School MM","West County Area Middle School 1487 SS",17976909,{"$nulls":4},17976909]
[null,"New Middle School NN","Valrico Area Middle School 1487 SS",{"$nulls":4},20052110,20052110]
[null,"New Elem. School A","Providence Lakes Area Elem 900 SS",9451561,{"$nulls":4},9451561]
[null,"New Elem. School L","North County Area Elem 900 SS",9763804,{"$nulls":4},9763804]
[null,"New Elem. School M","West County Area Elementary 900 SS",9775016,{"$nulls":4},9775016]
[null,"New Elem. School N","Tampa Palms Area Elementary 900 SS",9291600,{"$nulls":4},9291600]
[null,"New Elem. School O","No County Elem School 500 SS",5650000,{"$nulls":4},5650000]
[null,"New Elem. School P","Central West County Elem 900 SS",{"$nulls":4},11083299,11083299]
[null,"Career Center MMM","South County Career School 600 SS",10560000,{"$nulls":4},10560000]
[null,"Career Center NNN","North County Career School 600 SS",10560000,{"$nulls":4},10560000]
[null,"ELEMENTARY SCHOOLS"]
[null,"Alafia Elementary","Addition - 16 CR and Multi Purpose",2646000,{"$nulls":4},2646000]
[null,"Alexander Elementary","Addition - 3 Kdg, 1 Pri CR's, (Class Size Reduction)",484806,{"$nulls":4},484806]
[null,"Brooker Elementary","Addition - 6 CR's, 1 Music Lab, 1 PT/OT Lab, 4 RR's",1484727,{"$nulls":4},1484727]
[null,"Bryan (PC) Elementary","Addition - 3 Kdg, 7 Pri CR's, (Class Size Reduction)",1213514,{"$nulls":4},1213514]
[null,"Bryan PC","Addition - Media Center",600000,{"$nulls":4},600000]
[null,"Buckhorn Elementary","Addition - 6 CR",803189.52,{"$nulls":4},803189.52]
[null,"Carrollwood Elementary","Addition - 4 Primary CR's ",562275,{"$nulls":4},562275]
[null,"Clair Mel Elementary","Addition - 1 Kdg, 4 Pri CR's, (Class Size Reduction), 1 Int CR",747586,{"$nulls":4},747586]
[null,"Claywell Elementary","Addition - 12 CR",1606379.04,{"$nulls":4},1606379.04]
[null,"Cork Elementary","Addition - 4 CR",null,562275,null,null,null,562275]
[null,"DeSoto Elementary","Addition 1 Media Center, 6 CR",1627399,{"$nulls":4},1627399]
[null,"Edison Elementary","Addition - 3 Kdg, 2 Pri CR's, (Class Size Reduction), 1 Int CR",747568,{"$nulls":4},747568]
[null,"Essrig Elementary","Addition - 10 CR",1338649.2,{"$nulls":4},1338649.2]
[null,"Folsom Elementary","Addition - 6 CR",803189.52,{"$nulls":4},803189.52]
[null,"Gibsonton Elementary","Addition - ESE & Reading Resource, Music & Skills Lab ",1512295,{"$nulls":4},1512295]
[null,"Gorrie Elementary","Addition - 4 CR and Media Center, Convert existing Media Center to 2 CR ",1428649,{"$nulls":4},1428649]
[null,"Grady Elementary ","Addition - 2 Kdg, 1 Pri CR, (Class Size Reduction), 1 Int CR ",504930,{"$nulls":4},504930]
[null,"Graham Elementary","Addition - 1 Kdg, 4 Pri CR's, (Class Size Reduction), 1 Int CR",747568,{"$nulls":4},747568]
[null,"Jackson Elementary","Construct - 5 K CR's, Music CR, Media Center, Expand Dining Rm, ",1366274,{"$nulls":4},1366274]
[null,"Kingswood Elementary","Addition - 8 CR",1070919.3599999999,{"$nulls":4},1070919.3599999999]
[null,"Knights Elementary","Additition - 4 CR",null,562275,null,null,null,562275]
[null,"Lake Magdalene Elem","Addition - 10 CR's ",1300835,{"$nulls":4},1300835]
[null,"Lewis Elementary","Addition - 6 CR",803189.52,{"$nulls":4},803189.52]
[null,"Limona Elementary","Addition - 4 CR",535459.6799999999,{"$nulls":4},535459.6799999999]
[null,"Lomax","Addition - 14 CR ",{"$nulls":4},1968000,1968000]
[null,"Mabry Elementary","Addition - 4 CR",535459.6799999999,{"$nulls":4},535459.6799999999]
[null,"Morgan Woods","Addition - 6 CR",756000,{"$nulls":4},756000]
[null,"Riverview Elementary","Addition - 12 CR and 4 ESE Resource",1933979,{"$nulls":4},1933979]
[null,"Robles  Elementary","Addition - 2 Kdg CR's, (Class Size Reduction), 2 Int CR",525061,{"$nulls":4},525061]
[null,"Roosevelt Elementary","Addition - 1 Kdg, 3 Pri CR's, (Class Size Reduction)",484806,{"$nulls":4},484806]
[null,"Ruskin Elementary","Addition - 2 Kdg, 2 Pri CR's, (Class Size Reduction)",484806,{"$nulls":4},484806]
[null,"Sulphur Springs ","Addition - Media Ctr., & 4 CR's    ",1140523,{"$nulls":4},1140523]
[null,"Tampa Bay Blvd Elem","Addition - 4 Pri CR's, (Class Size Reduction)",484806,{"$nulls":4},484806]
[null,"Town & Country Elementary","Addition - 1 Kdg, 3 Pri CR's, (Class Size Reduction)",484806,{"$nulls":4},484806]
[null,"West Shore Elementary","Addition - 2 Kdg CR's, (Class Size Reduction), 2 Int CR",525061,{"$nulls":4},525061]
[null,"West Shore Elementry","Addition - Media Center",600000,{"$nulls":4},600000]
[null,"West Tampa Elementary","Addition - 1 Kdg, 7 Pri CR's, (Class Size Reduction)",1068788,{"$nulls":4},1068788]
[null,"Witter Elementary","Addition - Media Ctr., & 8 CR's",1943339,{"$nulls":4},1943339]
[null,"Woodbridge Elementary","Addition - 4 CR",535459.6799999999,{"$nulls":4},535459.6799999999]
[null,"MIDDLE SCHOOLS"]
[null," Webb Middle","Addition - Gym",null,null,1159825,null,null,1159825]
[null,"Adams Middle","Addition - Gym, Locker Rooms, Remodel Locker Rooms to 4 CR",null,null,2537778,null,null,2537778]
[null,"Buchanan Middle ","Addition - Gym",1090342,{"$nulls":4},1090342]
[null,"Eisenhower Middle ","Addition - Gym",null,null,null,1188478,null,1188478]
[null,"Ferrell Middle ","Replacement of Gym, Addition -  8 CR",2221612,{"$nulls":4},2221612]
[null,"Franklin Middle ","Addition - Gym",null,null,1159825,null,null,1159825]
[null,"Greco Middle ","Addition - Gym",null,null,null,1188478,null,1188478]
[null,"Madison Middle","Addition of Gym",1090342,{"$nulls":4},1090342]
[null,"Mann Middle","Addition - Gym",null,null,null,1188478,null,1188478]
[null,"McLane Middle","Replacement - Gym",{"$nulls":4},1222040,1222040]
[null,"Oak Grove Middle","Rem. from Middle to Elem. School - Add 900 Elem. Student Stations",6512949,{"$nulls":4},6512949]
[null,"Pierce Middle","Addition - 12 CR's & Gym.",3008048,{"$nulls":4},3008048]
[null,"Tomlin Middle","Addition - 12 CR's & Remodel Shop to 2 CR's",3556448,{"$nulls":4},3556448]
[null,"Van Buren Middle ","Addition - Gym",null,null,null,1188478,null,1188478]
[null,"Wilson Middle ","Addition - Gym & Locker Rms., 2 CR's & Chorus ",2407608,{"$nulls":4},2407608]
[null,"HIGH SCHOOLS"]
[null,"Armwood High","Addition - 11 CR's, 3 Bus Labs & Restrooms ",null,null,2233238,null,null,2233238]
[null,"Durant High","Addition - 11 CR's, 3 Bus Labs & Restrooms ",2102030,{"$nulls":4},2102030]
[null,"Gaither High","Addition - 11 CR's, 3 Bus Labs & Restrooms ",2102030,{"$nulls":4},2102030]
[null,"King High","Addition - 3 ESE Rms, Add Music CR & 6 CR's ",2175891,{"$nulls":4},2175891]
[null,"Plant High","Addition - Gym & Locker Rms., 6 CR.s ",3652645,{"$nulls":4},3652645]
[null,"Sickles High ","Addition - 11 CR's, 3 Bus Labs & Restrooms ",2102030,{"$nulls":4},2102030]
[null,"Tampa Bay Tech. High","Addition/Rem. - 14 Classrooms",4545578,{"$nulls":4},4545578]
[null,"OTHER FACILITIES"]
[null,"Bryan Tampa","Addition - 12 CR and Media Center",null,null,2384000,null,null,2384000]
[null,"Burney Simmons","Addition - 10 CR and Media Center",null,2016000,null,null,null,2016000]
[null,"Dover ESE","Addition - 15 CR",1890000,{"$nulls":4},1890000]
[null,"James","Addition - 6 CR and Media Center",{"$nulls":4},1532000,1532000]
[null,"Just","Addition - 14 CR ",{"$nulls":4},1968000,1968000]
[null,"Lopez ESE","Addition - 8 CR",1070919.3599999999,{"$nulls":4},1070919.3599999999]
[null,"MacFarlane Center","Replace portables & condemned building",3557106,{"$nulls":4},3557106]
[null,"Potter","Addition - 12 CR and Media Center",{"$nulls":4},2474000,2474000]
["2 .2","Hillsborough 2.2 Subtotal",null,307071266.56000006,3140550,70958374,4753912,59800846,445724948.56]
[]
["2.1","Hillsborough 2.1 Subtotal",null,107782756,9787123.9527,153659990.8189,113858762.86645,53491950.93014,438580584.56819004]
["2 .2","Hillsborough 2.2 Subtotal",null,307071266.56000006,3140550,70958374,4753912,59800846,445724948.56]
[]
[2,"Hillsborough 2 Total",null,414854022.56000006,12927673.9527,224618364.8189,118612674.86645,113292796.93014,884305533.12819]

{"sheet":"Pt 2a","index":3,"n_rows":176,"n_cols":9,"rows_kept":176,"cut":false,"hidden":false,"merged":[],"flags":["formulas_cached_only"]}
["District: ====>",null,"Hillsborough","Date: ==>","2000-10-01",null,"For fiscal years","  2000-2001 through 2004-2005"]
[]
[]
[null,"THIS SCHEDULE SHALL CONSIDER:"]
[]
["2a.","Locations, capacities, and planned utilization rates of current educational facilities of the district. (Include both permanent and relocatable facilities)"]
[null,null,"1999-00 FISH Satisfactory","Actual 1999-00","Actual 1999-00","Actual 1999-00","New Stu Capacity to","Projected 2004-05","Projected 2004-05"]
[null,"Location","Student Stations","FISH Capacity ","CO-FTE ","Utilization","be added (removed)","CO-FTE ","Utilization"]
[null,"ELEMENTARY SCHOOLS"]
[14,"ALAFIA ELEMENTARY ",1127,1127,1172,1.04,-221,1312,1.45]
[5,"ALEXANDER ELEMENTARY",1059,1059,828,0.78,-83,841,0.86]
[7,"ANDERSON ELEMENTARY",514,514,475,0.92,-40,462,0.97]
[9,"APOLLO BEACH ELEMENTARY",745,745,704,0.94,0,706,0.95]
[10,"BALLAST POINT ELEMENTARY",468,468,428,0.91,0,437,0.93]
[12,"BAY CREST ELEMENTARY",900,900,797,0.89,137,808,0.78]
[69,"BELLAMY ELEMENTARY",951,951,835,0.88,-187,841,1.1]
[205,"BEVIS ELEMENTARY",875,875,0,0,0,1126,1.29]
[13,"BING ELEMENTARY",947,947,620,0.65,0,751,0.79]
[18,"BOYETTE SPRINGS ELEMENTARY",905,905,942,1.04,0,975,1.08]
[21,"BROOKER ELEMENTARY",1185,1185,1002,0.85,-9,1112,0.95]
[22,"BROWARD ELEMENTARY",730,730,594,0.81,-303,523,1.22]
[24,"BRYAN ELEM - PC",947,947,834,0.88,-218,845,1.16]
[26,"BUCKHORN ELEMENTARY",910,910,826,0.91,-111,909,0.66]
[30,"CAHOON ELEMENTARY",672,672,626,0.93,-25,527,1.2]
[32,"CANNELLA ELEMENTARY",1060,1060,1039,0.98,-133,1102,1.19]
[33,"CARROLLWOOD ELEMENTARY",797,797,764,0.96,34,776,0.93]
[36,"CHIARAMONTE ELEMENTARY",544,544,466,0.86,-24,390,0.75]
[37,"CITRUS PARK ELEMENTARY",881,881,738,0.84,-101,658,0.84]
[38,"CLAIR-MEL ELEMENTARY",957,957,728,0.76,-203,746,0.99]
[200,"CLARK ELEMENTARY",941,941,813,0.86,0,1099,1.17]
[40,"CLAYWELL ELEMENTARY",951,951,981,1.03,-192,976,1.29]
[41,"CLEVELAND ELEMENTARY",624,624,421,0.67,8,365,0.58]
[43,"COLSON ELEMENTARY",933,933,701,0.75,-63,588,0.68]
[45,"CORK ELEMENTARY",921,921,800,0.87,-159,778,1.02]
[46,"CRESTWOOD ELEMENTARY",1325,1325,961,0.73,-94,964,0.78]
[47,"CYPRESS CREEK ELEMENTARY",986,986,741,0.75,-58,911,0.98]
[48,"DESOTO ELEMENTARY",330,330,296,0.9,38,258,0.7]
[49,"DICKENSON ELEMENTARY",790,790,645,0.82,-25,585,0.76]
[50,"DOVER ELEMENTARY",1143,1143,720,0.63,-185,615,0.64]
[null,"DOWNTOWN",130,130,109,0.84,0,130,1]
[51,"DUNBAR ELEMENTARY",369,369,414,1.12,-24,410,1.19]
[54,"EDISON ELEMENTARY",810,810,378,0.47,-102,374,0.53]
[55,"EGYPT LAKE ELEMENTARY",989,989,941,0.95,-509,958,2]
[57,"ESSRIG ELEMENTARY",1084,1084,1133,1.05,-170,1163,1.27]
[58,"FOLSOM ELEMENTARY ",1060,1060,962,0.91,-196,926,1.07]
[2,"FOREST HILLS ELEMENTARY",986,986,911,0.92,-57,816,0.88]
[59,"FOSTER ELEMENTARY",1049,1049,749,0.71,-359,576,0.83]
[65,"GIBSONTON ELEMENTARY",1540,1540,714,0.46,-147,632,0.45]
[66,"GORRIE ELEMENTARY",497,497,577,1.16,-69,585,1.37]
[67,"GRADY ELEMENTARY",641,641,542,0.85,-113,405,0.77]
[68,"GRAHAM ELEMENTARY",460,460,375,0.82,-113,326,0.94]
[73,"HUNTERS GREEN ELEMENTARY",1396,1396,1158,0.83,-458,838,0.89]
[74,"JACKSON ELEMENTARY",502,502,373,0.74,-110,325,0.83]
[76,"KENLY ELEMENTARY",645,645,571,0.89,-25,568,0.92]
[78,"KINGSWOOD ELEMENTARY",724,724,696,0.96,-39,722,1.05]
[79,"KNIGHTS ELEMENTARY",952,952,730,0.77,-155,710,0.89]
[80,"LAKE MAGDALENE ELEMENTARY",1317,1317,1073,0.81,-88,1002,0.82]
[81,"LANIER ELEMENTARY",709,709,500,0.71,-163,488,0.89]
[84,"LEE ELEMENTARY",433,433,476,1.1,0,464,1.07]
[88,"LEWIS ELEMENTARY",819,819,894,1.09,-33,938,1.19]
[86,"LIMONA ELEMENTARY",1111,1111,947,0.85,-135,887,0.91]
[87,"LINCOLN ELEMENTARY",552,552,430,0.78,-73,437,0.91]
[89,"LITHIA SPRINGS ELEMENTARY",1082,1082,1008,0.93,-180,1031,1.14]
[44,"LOCKHART ELEMENTARY",851,851,554,0.65,0,377,0.44]
[91,"LOMAX ELEMENTARY",337,337,224,0.66,0,210,0.62]
[92,"LOPEZ ELEMENTARY",992,992,716,0.72,-77,618,0.68]
[93,"LOWRY ELEMENTARY",852,852,756,0.89,0,732,0.86]
[94,"LUTZ ELEMENTARY",688,688,636,0.92,0,614,0.89]
[95,"MABRY ELEMENTARY",839,839,696,0.83,-196,693,1.08]
[98,"MANGO ELEMENTARY",1015,1015,811,0.8,-225,762,0.96]
[99,"MANHATTAN ELEMENTARY",631,631,211,0.33,0,209,0.33]
[100,"MANISCALCO ELEMENTARY",886,886,855,0.97,-59,864,1.04]
[103,"MCDONALD ELEMENTARY",882,882,679,0.77,-122,689,0.91]
[106,"MENDENHALL ELEMENTARY",1108,1108,930,0.84,-405,976,1.39]
[108,"MILES ELEMENTARY",729,729,517,0.71,-157,447,0.78]
[109,"MINTZ ELEMENTARY",1471,1471,1409,0.96,-473,1688,1.69]
[110,"MITCHELL ELEMENTARY",638,638,549,0.86,-55,523,0.9]
[111,"MORGAN WOODS ELEMENTARY",616,616,693,1.13,-28,677,1.15]
[112,"MORT ELEMENTARY",1256,1256,933,0.74,-153,1046,0.95]
[113,"NORTHWEST ELEMENTARY",1049,1049,971,0.93,-165,968,1.1]
[115,"OAK PARK ELEMENTARY",721,721,578,0.8,-173,456,0.83]
[117,"PALM RIVER ELEMENTARY",752,752,543,0.72,-58,511,0.74]
[118,"PINECREST ELEMENTARY",832,832,741,0.89,-57,706,0.91]
[202,"PIZZO ELEMENTARY ",1006,1006,914,0.91,0,1078,1.07]
[208,"PRIDE ELEMENTARY",895,895,0,0,0,891,1]
[124,"RIVERHILLS ELEMENTARY",1131,1131,407,0.36,135,289,0.23]
[125,"RIVERVIEW ELEMENTARY",963,963,944,0.98,-229,1154,1.57]
[126,"ROBINSON ELEMENTARY",1222,1222,635,0.52,-351,567,0.65]
[128,"ROBLES ELEMENTARY",1162,1162,746,0.64,-168,637,0.64]
[132,"ROOSEVELT ELEMENTARY",521,521,526,1.01,-131,408,1.05]
[133,"RUSKIN ELEMENTARY",932,932,687,0.74,-212,805,1.12]
[134,"SCHWARZKOPF ELEMENTARY",1210,1210,1240,1.02,-286,1436,1.55]
[135,"SEFFNER ELEMENTARY",1018,1018,807,0.79,-163,614,0.72]
[136,"SEMINOLE ELEMENTARY",925,925,759,0.82,-254,582,0.87]
[137,"SHAW ELEMENTARY",1119,1119,1001,0.89,-216,953,1.06]
[138,"SHORE ELEMENTARY",467,467,504,1.08,-67,490,1.23]
[141,"SPRINGHEAD ELEMENTARY",1044,1044,684,0.66,-81,679,0.71]
[142,"SULPHUR SPRINGS ELEMENTARY",1275,1275,866,0.68,-38,938,0.76]
[143,"SUMMERFIELD ELEMENTARY",982,982,848,0.86,-19,1008,1.05]
[146,"TAMPA BAY BOULEVARD  ELEM",838,838,638,0.76,-134,529,0.75]
[147,"TAMPA PALMS ELEMENTARY",1339,1339,1166,0.87,-393,1196,1.26]
[148,"TEMPLE TERRACE ELEMENTARY",897,897,733,0.82,-146,647,0.86]
[149,"THONOTOSASSA ELEMENTARY",609,609,403,0.66,-26,379,0.65]
[150,"TINKER ELEMENTARY",798,798,567,0.71,-19,495,0.64]
[151,"TOWN & COUNTRY ELEMENTARY",729,729,583,0.8,-181,522,0.95]
[153,"TRAPNELL ELEMENTARY",726,726,432,0.6,-153,403,0.7]
[155,"TWIN LAKES ELEMENTARY",947,947,973,1.03,0,1084,1.14]
[193,"VALRICO ELEMENTARY",923,923,844,0.91,0,879,0.95]
[157,"WALDEN LAKE ELEMENTARY",1037,1037,951,0.92,-97,1000,1.06]
[161,"WEST TAMPA ELEMENTARY",923,923,598,0.65,-300,524,0.84]
[201,"WESTCHASE ELEMENTARY",938,938,1026,1.09,0,1797,1.92]
[160,"WESTSHORE ELEMENTARY",550,550,366,0.67,-237,350,1.12]
[164,"WILSON ELEMENTARY",739,739,370,0.5,-13,329,0.45]
[165,"WIMAUMA ELEMENTARY",869,869,548,0.63,-127,542,0.73]
[166,"WITTER ELEMENTARY",1181,1181,736,0.62,-114,643,0.6]
[167,"WOODBRIDGE ELEMENTARY",997,997,841,0.84,-2,775,0.78]
[168,"YATES ELEMENTARY",917,917,792,0.86,-152,709,0.93]
[null,"MIDDLE SCHOOLS"]
[1,"ADAMS  MIDDLE",1769,1593,1324,0.83,-277,1311,1]
[194,"BENITO MIDDLE ",1975,1778,1538,0.87,-331,2119,1.46]
[25,"BUCHANAN MIDDLE",1565,1409,1294,0.92,-270,1288,1.13]
[192,"BURNETT MIDDLE",1591,1432,1438,1,-293,1438,1.26]
[29,"BURNS MIDDLE",1875,1688,1734,1.03,-407,1753,1.37]
[42,"COLEMAN MIDDLE  ",1306,662,792,1.2,236,804,0.9]
[207,"DAVIDSEN MIDDLE",1366,1229,0,0,0,1422,1.16]
[39,"DOWDELL MIDDLE ",1174,1057,814,0.77,-23,759,0.73]
[53,"EISENHOWER MIDDLE ",1844,1660,1574,0.95,-201,1551,1.06]
[107,"FERRELL MIDDLE",890,801,752,0.94,0,774,0.97]
[61,"FRANKLIN MIDDLE",1231,1108,727,0.66,-209,615,0.68]
[70,"GRECO MIDDLE",1478,1331,1231,0.92,-23,1173,0.9]
[71,"HILL MIDDLE",1776,1599,1531,0.96,-216,1193,0.86]
[97,"MADISON MIDDLE ",1053,948,646,0.68,0,675,0.71]
[101,"MANN MIDDLE ",1428,1286,1130,0.88,-29,1140,0.91]
[102,"MARSHALL MIDDLE ",1385,1247,910,0.73,-274,883,0.91]
[3,"MEMORIAL MIDDLE",1088,1060,981,0.93,0,953,0.9]
[19,"MCLANE MIDDLE ",1640,1495,1141,0.76,176,1109,0.66]
[82,"MONROE MIDDLE ",1047,943,637,0.68,-20,579,0.63]
[114,"OAK GROVE MIDDLE",1494,1345,967,0.72,-198,0,0]
[116,"ORANGE GROVE MIDDLE",660,594,602,1.01,0,613,1.03]
[6,"PIERCE MIDDLE",1339,1206,1099,0.91,194,1070,0.76]
[123,"PROGRESS VILLAGE MIDDLE ",1138,1025,532,0.52,-45,815,0.83]
[206,"RANDALL MIDDLE",1350,1215,0,0,0,2197,1.81]
[203,"RODGERS MIDDLE ",1679,1512,1516,1,-113,1503,1.07]
[129,"ROLAND PARK MIDDLE",1177,1060,933,0.88,-58,850,0.85]
[60,"SLIGH MIDDLE",1537,1384,995,0.72,-103,927,0.72]
[16,"STEWART MIDDLE ",1045,941,788,0.84,0,825,0.88]
[121,"TOMLIN MIDDLE ",1773,1596,1314,0.82,-171,1254,0.88]
[154,"TURKEY CREEK MIDDLE",2042,1838,1594,0.87,0,1312,0.71]
[31,"VAN BUREN MIDDLE",1068,962,755,0.78,0,640,0.67]
[195,"WALKER MIDDLE ",1848,1664,1732,1.04,-513,2106,1.83]
[158,"WASHINGTON MIDDLE ",780,702,594,0.85,-66,612,0.96]
[152,"WEBB MIDDLE ",1230,1107,941,0.85,-23,855,0.79]
[196,"WILLIAMS MIDDLE ",1182,1064,906,0.85,-92,726,0.75]
[163,"WILSON MIDDLE ",666,600,633,1.06,154,662,0.88]
[169,"YOUNG MIDDLE",1260,1134,738,0.65,-62,760,0.71]
[null,"HIGH SCHOOLS"]
[8,"ARMWOOD HIGH",1867,1774,1796,1.01,-111,1857,1.12]
[199,"BLAKE HIGH ",2095,1991,1753,0.88,0,1993,1]
[140,"BLOOMINGDALE HIGH",2785,2646,2611,0.99,570,3173,0.99]
[17,"BRANDON HIGH",2521,2395,1791,0.75,-236,1850,0.86]
[35,"CHAMBERLAIN HIGH",2695,2561,2285,0.89,-603,2124,1.08]
[190,"DURANT HIGH",2532,2406,2372,0.99,-270,2826,1.32]
[52,"EAST BAY HIGH ",2385,2266,1954,0.86,-143,1890,0.89]
[63,"GAITHER HIGH",2283,2169,2527,1.17,-105,2975,1.44]
[72,"HILLSBOROUGH HIGH",2502,2377,2273,0.96,-27,2434,1.04]
[131,"JEFFERSON HIGH",2155,2048,1561,0.76,-336,1401,0.82]
[77,"KING HIGH",3000,2850,2016,0.71,-370,2102,0.85]
[85,"LETO HIGH",2582,2453,2189,0.89,292,2150,0.78]
[120,"PLANT CITY HIGH",3521,3345,2489,0.74,-332,2701,0.9]
[119,"PLANT HIGH",2025,1924,1841,0.96,-76,2104,1.14]
[204,"RIVERVIEW HIGH",2380,2261,2171,0.96,571,2710,0.96]
[127,"ROBINSON HIGH",2023,1922,1398,0.73,-50,1439,0.77]
[197,"SICKLES HIGH ",2471,2348,2857,1.22,-318,3270,1.61]
[144,"TAMPA BAY TECHNICAL HIGH",2332,2216,1710,0.77,399,1837,0.7]
[198,"WHARTON HIGH ",2977,2829,2396,0.85,228,3193,1.04]
["2a.","Hillsborough Total",192829,185005,153118,0.83,-16286,161090,0.95]

{"sheet":"Pt 2b","index":4,"n_rows":23,"n_cols":8,"rows_kept":23,"cut":false,"hidden":false,"merged":[],"flags":["formulas_cached_only"]}
["District: ====>",null,"Hillsborough","Date: ==>","2000-10-01",null,"For fiscal years","  2000-2001 through 2004-2005"]
[]
[]
["2b.","Proposed Location of Planned Facilities"]
[null,"1.)  New High School FFF (West County Area) (2520 Student Stations) To relieve Sickles High School and accommodate growth in the West County area."]
[null,"2.)  New High School GGG (Middleton) (2520 Student Stations) To accommodate growth and students in East Tampa and other areas."]
[null,"3.)  New High School HHH (Lutz Area) (2197 Student Stations) To relieve Gaither and Sickles High Schools and accommodate growth in the Lutz area."]
[null,"4.)  New High School JJJ (New Tampa Area) (2520 Student Stations) To relieve Wharton High School and accommodate growth in the New Tampa area."]
[null,"5.)  New High School LLL (Southeast Brandon/Fish Hawk Area) (2520 Student Stations) To relieve Durant High School and accommodate growth in the Fish Hawk area. "]
[null,"6.)  New Middle School GG (North County Area) (1487 Student Stations) To relieve Walker and Buchanan Middle Schools and accommodate growth in the North County area."]
[null,"7.)  New Middle School JJ (New Tampa Area) (1487 Student Stations) To relieve Benito Middle School and relieve growth in the New Tampa area."]
[null,"8.)  New Middle School KK (S Brandon Area) (1487 Student Stations) to relieve Eisenhower and Rodgers Middle Schools and accommodate growth in South Hills. County."]
[null,"9.)  New Middle School LL (Thonotosassa Area) (1487 Student Stations) to relieve Burnett and Tomlin Middle Schools and accommodate growth in East County."]
[null,"10.)  New Middle School MM (West County Area) (1487 Student Stations) to relieve Davidsen Middle School and accommodate growth in West County."]
[null,"11.) New Middle School NN (Valrico Area) (1487 Student Stations) to relieve Burns, Rodgers, Turkey Creek Middle Schools and accommodate growth in East County area."]
[null,"12.)  New Elementary School A (Providence Lakes Area) (900 Student Stations) To relieve Mintz Elementary School and accommodate growth in the Providence Lakes area."]
[null,"13.)  New Elementary School L (North County Area) (900 Student Stations) To relieve Schwarzkopf Elementary School and accommodate growth in the North County area."]
[null,"14.)  New Elementary School M (West County Area) (900 Student Stations) To relieve Westchase Elementary School and accommodate growth in the area."]
[null,"15.)  New Elementary School N (Tampa Palms Area) (900 Student Stations) To relieve Tampa Palms Elementary School and accommodate growth in the area."]
[null,"16.)  New Elementary School O (North County Area) (500 Student Stations) To relieve Mort, Pizzo and Shaw  Elementary Schools and accommodate growth in the area."]
[null,"17.)  New Elementary School P (West Central County Area) (900 Student Stations) To relieve Bellamy, Cannella, and Crestwood Elementary Schools and accommodate growth in the area."]
[null,"18.) New South County Area Career Center MMM (South County Area) (600 Student Stations) to accommodate growth and Career Education needs in the area."]
[null,"19.) New University Area Career Center NNN (North County Area) (600 Student Stations) to accommodate growth and Career Education needs in the area."]

{"sheet":"Pt 2c1","index":5,"n_rows":178,"n_cols":9,"rows_kept":178,"cut":false,"hidden":false,"merged":[],"flags":["formulas_cached_only"]}
["District: ====>",null,"Hillsborough","Date: ==>","2000-10-01",null,"For fiscal years","  2000-2001 through 2004-2005"]
[]
[]
[{"$nulls":6},"# of Units","Projected "]
["2c1.","Plans for the use and location of relocatable classroom facilities assigned student capacity.",null,null,null,"Number NOT meeting","projected","( increase ) /","Total age of all"]
[{"$nulls":5},"standards to be used","to be in use","decrease in # of","relocatables in"]
[null,"Location","Actual # of Units in 1999-00","Owner","Student Stations","as classroom space","in 2004-05","units by 2004-05","Column \"C\""]
[null,"ELEMENTARY SCHOOLS"]
[null,"ALAFIA ",14,"HCSB",278,14,0,14,129]
[null,"ALEXANDER ",18,"HCSB",325,18,0,18,300]
[null,"ANDERSON ",5,"HCSB",40,5,0,5,95]
[null,"APOLLO BEACH ",0,null,0,0,0,0]
[null,"BALLAST POINT ",0,null,0,0,0,0]
[null,"BAY CREST ",5,"HCSB",78,5,0,5,81]
[null,"BELLAMY ",12,"HCSB",187,12,0,12,179]
[null,"BING ",0,null,0,0,0,0]
[null,"BOYETTE SPRINGS ",0,null,0,0,0,0]
[null,"BROOKER ",23,"HCSB",341,23,0,23,386]
[null,"BROWARD ",19,"HCSB",279,19,0,19,332]
[null,"BRYAN  - PC",15,"HCSB",238,15,0,15,286]
[null,"BRYAN - TAMPA",0,null,0,0,0,0]
[null,"BUCKHORN ",6,"HCSB",111,6,0,6,80]
[null,"BURNEY-SIMMONS ",18,"HCSB",263,18,0,18,345]
[null,"CAHOON ",2,"HCSB",19,2,0,2,50]
[null,"CANNELLA ",9,"HCSB",159,9,0,9,74]
[null,"CARROLLWOOD ",7,"HCSB",66,7,0,7,98]
[null,"CHIARAMONTE ",1,"HCSB",24,1,0,1,10]
[null,"CITRUS PARK ",6,"HCSB",101,6,0,6,67]
[null,"CLAIR-MEL ",18,"HCSB",248,18,0,18,286]
[null,"CLARK ",0,null,0,0,0,0]
[null,"CLAYWELL ",16,"HCSB",192,16,0,16,211]
[null,"CLEVELAND ",11,"HCSB",192,11,0,11,135]
[null,"COLSON ",3,"HCSB",63,3,0,3,20]
[null,"CORK ",10,"HCSB",159,10,0,10,149]
[null,"CRESTWOOD ",23,"HCSB",419,23,0,23,340]
[null,"CYPRESS CREEK ",3,"HCSB",58,3,0,3,16]
[null,"DESOTO ",9,"HCSB",111,9,0,9,142]
[null,"DICKENSON ",1,"HCSB",25,1,0,1,6]
[null,"DOVER ",9,"HCSB",113,9,0,9,94]
[null,"DUNBAR ",0,null,0,0,0,0]
[null,"EDISON ",18,"HCSB",302,18,0,18,260]
[null,"EGYPT LAKE ",32,"HCSB",463,32,0,32,494]
[null,"ESSRIG ",17,"HCSB",223,17,0,17,205]
[null,"FOLSOM",10,"HCSB",196,10,0,10,84]
[null,"FOREST HILLS ",3,"HCSB",57,3,0,3,39]
[null,"FOSTER ",22,"HCSB",288,22,0,22,345]
[null,"GIBSONTON ",45,"HCSB",800,45,0,45,657]
[null,"GORRIE ",3,"HCSB",65,3,0,3,64]
[null,"GRADY ",12,"HCSB",113,12,0,12,202]
[null,"GRAHAM ",12,"HCSB",109,12,0,12,184]
[null,"HUNTERS GREEN ",22,"HCSB",443,22,0,22,128]
[null,"JACKSON ",8,"HCSB",99,8,0,8,214]
[null,"JUST",10,"HCSB",63,10,null,10,112]
[null,"KENLY ",1,"HCSB",25,1,0,1,2]
[null,"KINGSWOOD ",4,"HCSB",39,4,0,4,55]
[null,"KNIGHTS ",8,"HCSB",179,8,0,8,82]
[null,"LAKE MAGDALENE ELEMENTARY",20,"HCSB",358,20,0,20,357]
[null,"LANIER ",11,"HCSB",163,11,0,11,141]
[null,"LEE ",0,null,0,0,0,0]
[null,"LEWIS ",4,"HCSB",33,4,0,4,66]
[null,"LIMONA",22,"HCSB",249,22,0,22,375]
[null,"LINCOLN ",3,"HCSB",73,3,0,3,16]
[null,"LITHIA SPRINGS",10,"HCSB",180,10,0,10,94]
[null,"LOCKHART ",0,null,0,0,0,0]
[null,"LOMAX",2,"HCSB",0,2,null,2,40]
[null,"LOPEZ ",3,"HCSB",24,3,0,3,33]
[null,"LOWRY",0,null,0,0,0,0]
[null,"LUTZ ",0,null,0,0,0,0]
[null,"MABRY ",12,"HCSB",215,12,0,12,176]
[null,"MACFARLANE",17,"HCSB",355,17,null,17,304]
[null,"MANGO ",14,"HCSB",225,14,0,14,259]
[null,"MANHATTAN ",3,"HCSB",0,3,0,3,60]
[null,"MANISCALCO ",5,"HCSB",59,5,0,5,51]
[null,"MCDONALD ",8,"HCSB",130,8,0,8,113]
[null,"MENDENHALL ",24,"HCSB",412,24,0,24,330]
[null,"MILES ",11,"HCSB",157,11,0,11,149]
[null,"MINTZ ",29,"HCSB",504,29,0,29,343]
[null,"MITCHELL",10,"HCSB",155,10,0,10,218]
[null,"MORGAN WOODS ",4,"HCSB",28,4,0,4,24]
[null,"MORT ",18,"HCSB",353,18,0,18,295]
[null,"NORTHWEST ",10,"HCSB",146,10,0,10,138]
[null,"OAK GROVE  ",11,"HCSB",220,11,0,11,86]
[null,"OAK PARK",0,null,0,0,0,0]
[null,"PALM RIVER ",3,"HCSB",39,3,0,3,14]
[null,"PINECREST",4,"HCSB",63,4,0,4,73]
[null,"PIZZO ",0,null,0,0,0,0]
[null,"POTTER",12,"HCSB",300,12,null,12,64]
[null,"RIVERHILLS",29,"HCSB",421,29,0,29,319]
[null,"RIVERVIEW ",21,"HCSB",278,21,0,21,332]
[null,"ROBINSON ",16,"HCSB",325,16,0,16,357]
[null,"ROBLES ",18,"HCSB",297,18,0,18,291]
[null,"ROOSEVELT ",4,"HCSB",73,4,0,4,48]
[null,"RUSKIN ",14,"HCSB",212,14,0,14,258]
[null,"SCHWARZKOPF ",18,"HCSB",341,18,0,18,203]
[null,"SEFFNER ",12,"HCSB",157,12,0,12,164]
[null,"SEMINOLE ",15,"HCSB",267,15,0,15,231]
[null,"SHAW ",15,"HCSB",212,15,0,15,265]
[null,"SHORE ",0,null,0,0,0,0]
[null,"SPRINGHEAD ",17,"HCSB",303,17,0,17,263]
[null,"SULPHUR SPRINGS",20,"HCSB",407,20,0,20,235]
[null,"SUMMERFIELD",5,"HCSB",65,5,0,5,38]
[null,"TAMPA BAY BOULEVARD  ",22,"HCSB",337,22,0,22,242]
[null,"TAMPA PALMS",20,"HCSB",370,20,0,20,169]
[null,"TEMPLE TERRACE ",8,"HCSB",126,8,0,8,151]
[null,"THONOTOSASSA ",1,"HCSB",0,1,0,1,30]
[null,"TINKER ",1,"HCSB",19,1,0,1,18]
[null,"TOWN & COUNTRY",10,"HCSB",181,10,0,10,137]
[null,"TRAPNELL ",6,"HCSB",133,6,0,6,73]
[null,"TWIN LAKES ",0,null,0,0,0,0]
[null,"VALRICO",0,null,0,0,0,0]
[null,"WALDEN LAKE",6,"HCSB",120,6,0,6,44]
[null,"WEST TAMPA ",15,"HCSB",300,15,0,15,189]
[null,"WESTCHASE",1,"HCSB",0,1,0,1,29]
[null,"WESTSHORE ",15,"HCSB",237,15,0,15,199]
[null,"WILSON ",19,"HCSB",296,19,0,19,316]
[null,"WIMAUMA ",8,"HCSB",127,8,0,8,119]
[null,"WITTER ",14,"HCSB",294,14,0,14,105]
[null,"WOODBRIDGE ",16,"HCSB",202,16,0,16,326]
[null,"YATES",6,"HCSB",110,6,0,6,92]
[null,"MIDDLE SCHOOLS"]
[null,"ADAMS ",22,"HCSB",469,22,0,22,305]
[null,"BENITO ",21,"HCSB",515,21,0,21,228]
[null,"BUCHANAN ",22,"HCSB",381,22,0,22,249]
[null,"BURNETT ",15,"HCSB",374,15,0,15,81]
[null,"BURNS ",18,"HCSB",371,18,0,18,174]
[null,"COLEMAN   ",53,"HCSB",1289,53,0,53,159]
[null,"DOWDELL",1,"HCSB",25,1,0,1,30]
[null,"EISENHOWER  ",14,"HCSB",232,14,0,14,368]
[null,"FRANKLIN MIDDLE",14,"HCSB",318,14,0,14,207]
[null,"GRECO",3,"HCSB",25,3,0,3,19]
[null,"HILL",12,"HCSB",264,12,0,12,96]
[null,"MADISON ",0,null,0,0,0,0]
[null,"MANN  ",7,"HCSB",88,7,0,7,94]
[null,"MARSHALL  ",11,"HCSB",272,11,0,11,254]
[null,"MCLANE ",1,"HCSB",24,1,0,1,7]
[null,"MIDDLETON ",12,"HCSB",198,12,0,12,241]
[null,"MONROE ",1,"HCSB",7,1,0,1,7]
[null,"ORANGE GROVE ",0,null,0,0,0,0]
[null,"PIERCE ",12,"HCSB",264,12,0,12,49]
[null,"PROGRESS VILLAGE ",0,null,0,0,0,0]
[null,"RODGERS",16,"HCSB",396,16,0,16,70]
[null,"ROLAND PARK ",4,"HCSB",64,4,0,4,38]
[null,"SLIGH ",19,"HCSB",422,19,0,19,277]
[null,"STEWART",0,null,0,0,0,0]
[null,"TOMLIN ",23,"HCSB",501,23,0,23,407]
[null,"TURKEY CREEK",21,"HCSB",368,21,0,21,407]
[null,"VAN BUREN",1,"HCSB",24,1,0,1,6]
[null,"WALKER",23,"HCSB",570,23,0,23,242]
[null,"WASHINGTON (B T)",3,"HCSB",75,3,0,3,39]
[null,"WEBB ",1,"HCSB",25,1,0,1,4]
[null,"WILLIAMS ",5,"HCSB",128,5,0,5,116]
[null,"WILSON ",2,"HCSB",50,2,0,2,59]
[null,"YOUNG ",0,null,0,0,0,0,0]
[null,"HIGH SCHOOLS"]
[null,"ARMWOOD ",6,"HCSB",144,6,0,6,74]
[null,"BLAKE",0,null,0,0,0,0]
[null,"BLOOMINGDALE",11,"HCSB",332,11,0,11,88]
[null,"BRANDON ",13,"HCSB",248,13,0,13,130]
[null,"CHAMBERLAIN",24,"HCSB",517,24,0,24,178]
[null,"DURANT ",14,"HCSB",368,14,0,14,59]
[null,"EAST BAY",7,"HCSB",151,7,0,7,93]
[null,"GAITHER ",7,"HCSB",111,7,0,7,138]
[null,"HILLSBOROUGH ",0,"HCSB",0,0,0,0]
[null,"JEFFERSON",14,"HCSB",306,14,0,14,249]
[null,"KING ",27,"HCSB",688,27,0,27,214]
[null,"LETO ",14,"HCSB",307,14,0,14,98]
[null,"PLANT CITY ",34,"HCSB",831,34,0,34,638]
[null,"PLANT ",13,"HCSB",271,13,0,13,150]
[null,"RIVERVIEW ",0,null,0,0,0,0]
[null,"ROBINSON ",15,"HCSB",264,15,0,15,310]
[null,"SICKLES ",12,"HCSB",335,12,0,12,68]
[null,"TAMPA BAY TECH",31,"HCSB",748,31,0,31,554]
[null,"WHARTON",21,"HCSB",498,21,0,21,192]
[null,"OTHER FACILITIES"]
[null,"CAMINITI EXCEPT",1,"HCSB",8,1,0,1,29]
[null,"LAVOY EXCEPT",8,"HCSB",62,8,0,8,138]
[null,"JAMES",4,"HCSB",31,4,0,4,75]
["2c1.","Hillsborough Total",1765,null,32163,1765,0,1765,"Avg Age 13.49"]

{"sheet":"Pt 2c2","index":6,"n_rows":174,"n_cols":9,"rows_kept":174,"cut":false,"hidden":false,"merged":[],"flags":["formulas_cached_only"]}
["District: ====>",null,"Hillsborough","Date: ==>","2000-10-01",null,"For fiscal years","  2000-2001 through 2004-2005"]
[]
[]
[]
["2c2.","Number of relocatable classrooms clearly identified and scheduled for replacement in the school board adopted financially feasible 5-year district work program."]
[null,"Location","Total # Units to be replaced","2000-01 ","2001-02 ","2002-03 ","2003-04 ","2004-05","5 YEAR TOTAL"]
[null,"ELEMENTARY SCHOOLS"]
[null,"ALAFIA ",14,0,14,0,0,0,14]
[null,"ALEXANDER ",18,18,0,0,0,0,18]
[null,"ANDERSON ",5,5,0,0,0,0,5]
[null,"APOLLO BEACH ",0,0,0,0,0,0,0]
[null,"BALLAST POINT ",0,0,0,0,0,0,0]
[null,"BAY CREST ",5,5,0,0,0,0,5]
[null,"BELLAMY ",12,0,12,0,0,0,12]
[null,"BING ",0,0,0,0,0,0,0]
[null,"BOYETTE SPRINGS ",0,0,0,0,0,0,0]
[null,"BROOKER ",23,23,0,0,0,0,23]
[null,"BROWARD ",19,0,19,0,0,0,19]
[null,"BRYAN  - PC",15,15,0,0,0,0,15]
[null,"BRYAN - TAMPA",0,0,0,0,0,0,0]
[null,"BUCKHORN ",6,0,6,0,0,0,6]
[null,"BURNEY-SIMMONS ",18,0,18,0,0,0,18]
[null,"CAHOON ",2,2,0,0,0,0,2]
[null,"CANNELLA ",9,0,9,0,0,0,9]
[null,"CARROLLWOOD ",7,7,0,0,0,0,7]
[null,"CHIARAMONTE ",1,1,0,0,0,0,1]
[null,"CITRUS PARK ",6,6,0,0,0,0,6]
[null,"CLAIR-MEL ",18,18,0,0,0,0,18]
[null,"CLARK ",0,0,0,0,0,0,0]
[null,"CLAYWELL ",16,0,16,0,0,0,16]
[null,"CLEVELAND ",11,11,0,0,0,0,11]
[null,"COLSON ",3,3,0,0,0,0,3]
[null,"CORK ",10,10,0,0,0,0,10]
[null,"CRESTWOOD ",23,23,0,0,0,0,23]
[null,"CYPRESS CREEK ",3,3,0,0,0,0,3]
[null,"DESOTO ",9,9,0,0,0,0,9]
[null,"DICKENSON ",1,1,0,0,0,0,1]
[null,"DOVER ",9,9,0,0,0,0,9]
[null,"DUNBAR ",0,0,0,0,0,0,0]
[null,"EDISON ",18,18,0,0,0,0,18]
[null,"EGYPT LAKE ",32,0,32,0,0,0,32]
[null,"ESSRIG ",17,0,17,0,0,0,17]
[null,"FOLSOM",10,10,0,0,0,0,10]
[null,"FOREST HILLS ",3,3,0,0,0,0,3]
[null,"FOSTER ",22,22,0,0,0,0,22]
[null,"GIBSONTON ",45,45,0,0,0,0,45]
[null,"GORRIE ",3,3,0,0,0,0,3]
[null,"GRADY ",12,12,0,0,0,0,12]
[null,"GRAHAM ",12,12,0,0,0,0,12]
[null,"HUNTERS GREEN ",22,0,22,0,0,0,22]
[null,"JACKSON ",8,8,0,0,0,0,8]
[null,"KENLY ",10,10,0,0,0,0,10]
[null,"KINGSWOOD ",4,4,0,0,0,0,4]
[null,"KNIGHTS ",8,8,0,0,0,0,8]
[null,"LAKE MAGDALENE ",20,0,20,0,0,0,20]
[null,"LANIER ",11,11,0,0,0,0,11]
[null,"LEE ",0,0,0,0,0,0,0]
[null,"LEWIS ",4,4,0,0,0,0,4]
[null,"LIMONA",22,22,0,0,0,0,22]
[null,"LINCOLN ",3,3,0,0,0,0,3]
[null,"LITHIA SPRINGS",10,10,0,0,0,0,10]
[null,"LOCKHART ",0,0,0,0,0,0,0]
[null,"LOMAX",2,2,0,0,0,0,2]
[null,"LOPEZ ",3,3,0,0,0,0,3]
[null,"LOWRY",0,0,0,0,0,0,0]
[null,"LUTZ ",0,0,0,0,0,0,0]
[null,"MABRY ",12,12,0,0,0,0,12]
[null,"MANGO ",14,14,0,0,0,0,14]
[null,"MANHATTAN ",3,0,3,0,0,0,3]
[null,"MANISCALCO ",5,5,0,0,0,0,5]
[null,"MCDONALD ",8,8,0,0,0,0,8]
[null,"MENDENHALL ",24,24,0,0,0,0,24]
[null,"MILES ",11,11,0,0,0,0,11]
[null,"MINTZ ",29,29,0,0,0,0,29]
[null,"MITCHELL",10,10,0,0,0,0,10]
[null,"MORGAN WOODS ",4,4,0,0,0,0,4]
[null,"MORT ",18,18,0,0,0,0,18]
[null,"NORTHWEST ",10,0,10,0,0,0,10]
[null,"OAK GROVE  ",11,11,0,0,0,0,11]
[null,"OAK PARK",0,0,0,0,0,0,0]
[null,"PALM RIVER ",3,3,0,0,0,0,3]
[null,"PINECREST",4,4,0,0,0,0,4]
[null,"PIZZO ",0,0,0,0,0,0,0]
[null,"RIVERHILLS",29,29,0,0,0,0,29]
[null,"RIVERVIEW ",21,21,0,0,0,0,21]
[null,"ROBINSON ",16,16,0,0,0,0,16]
[null,"ROBLES ",18,18,0,0,0,0,18]
[null,"ROOSEVELT ",4,4,0,0,0,0,4]
[null,"RUSKIN ",14,14,0,0,0,0,14]
[null,"SCHWARZKOPF ",18,0,18,0,0,0,18]
[null,"SEFFNER ",12,12,0,0,0,0,12]
[null,"SEMINOLE ",15,15,0,0,0,0,15]
[null,"SHAW ",15,15,0,0,0,0,15]
[null,"SHORE ",0,0,0,0,0,0,0]
[null,"SPRINGHEAD ",17,17,0,0,0,0,17]
[null,"SULPHUR SPRINGS",20,20,0,0,0,0,20]
[null,"SUMMERFIELD ",5,5,0,0,0,0,5]
[null,"TAMPA BAY BOULEVARD  ",22,22,0,0,0,0,22]
[null,"TAMPA PALMS",20,0,20,0,0,0,20]
[null,"TEMPLE TERRACE ",8,8,0,0,0,0,8]
[null,"THONOTOSASSA ",1,0,1,0,0,0,1]
[null,"TINKER ",1,1,0,0,0,0,1]
[null,"TOWN & COUNTRY",10,10,0,0,0,0,10]
[null,"TRAPNELL ",6,6,0,0,0,0,6]
[null,"TWIN LAKES ",0,0,0,0,0,0,0]
[null,"VALRICO",0,0,0,0,0,0,0]
[null,"WALDEN LAKE",6,0,6,0,0,0,6]
[null,"WEST TAMPA ",15,15,0,0,0,0,15]
[null,"WESTCHASE",1,0,1,0,0,0,1]
[null,"WESTSHORE ",15,15,0,0,0,0,15]
[null,"JAMES CENTER",4,0,0,4,0,0,4]
[null,"WILSON ",19,19,0,0,0,0,19]
[null,"WIMAUMA ",8,8,0,0,0,0,8]
[null,"WITTER ",14,14,0,0,0,0,14]
[null,"WOODBRIDGE ",16,16,0,0,0,0,16]
[null,"YATES",6,6,0,0,0,0,6]
[null,"MIDDLE SCHOOLS"]
[null,"ADAMS ",22,22,0,0,0,0,22]
[null,"BENITO ",21,0,0,21,0,0,21]
[null,"BUCHANAN ",22,0,22,0,0,0,22]
[null,"BURNETT ",15,0,0,15,0,0,15]
[null,"BURNS ",18,0,18,0,0,0,18]
[null,"COLEMAN   ",53,53,0,0,0,0,53]
[null,"DOWDELL",1,0,1,0,0,0,1]
[null,"EISENHOWER  ",14,0,0,14,0,0,14]
[null,"FRANKLIN ",14,14,0,0,0,0,14]
[null,"GRECO",3,3,0,0,0,0,3]
[null,"HILL",12,0,12,0,0,0,12]
[null,"MADISON ",0,0,0,0,0,0,0]
[null,"MANN  ",7,7,0,0,0,0,7]
[null,"MARSHALL  ",11,11,0,0,0,0,11]
[null,"MCLANE ",1,0,1,0,0,0,1]
[null,"MIDDLETON ",12,12,0,0,0,0,12]
[null,"MONROE ",1,1,0,0,0,0,1]
[null,"ORANGE GROVE ",0,0,0,0,0,0,0]
[null,"PIERCE ",12,0,12,0,0,0,12]
[null,"PROGRESS VILLAGE ",0,0,0,0,0,0,0]
[null,"RODGERS ",16,0,0,16,0,0,16]
[null,"ROLAND PARK ",4,4,0,0,0,0,4]
[null,"SLIGH ",19,19,0,0,0,0,19]
[null,"STEWART",0,0,0,0,0,0,0]
[null,"TOMLIN ",23,0,0,23,0,0,23]
[null,"TURKEY CREEK",21,0,0,21,0,0,21]
[null,"VAN BUREN",1,0,1,0,0,0,1]
[null,"WALKER",23,0,23,0,0,0,23]
[null,"WASHINGTON (B T)",3,3,0,0,0,0,3]
[null,"WEBB ",1,0,1,0,0,0,1]
[null,"WILSON ",2,2,0,0,0,0,2]
[null,"YOUNG ",3,0,3,0,0,0,3]
[null,"HIGH SCHOOLS"]
[null,"ARMWOOD ",6,6,0,0,0,0,6]
[null,"BLAKE ",0,0,0,0,0,0,0]
[null,"BLOOMINGDALE",11,11,0,0,0,0,11]
[null,"BRANDON ",13,13,0,0,0,0,13]
[null,"CHAMBERLAIN",24,0,24,0,0,0,24]
[null,"DURANT ",14,0,0,14,0,0,14]
[null,"EAST BAY",7,7,0,0,0,0,7]
[null,"GAITHER ",7,0,7,0,0,0,7]
[null,"HILLSBOROUGH ",0,0,0,0,0,0,0]
[null,"JEFFERSON",14,0,14,0,0,0,14]
[null,"KING ",27,0,27,0,0,0,27]
[null,"LETO ",14,0,14,0,0,0,14]
[null,"PLANT CITY ",34,0,34,0,0,0,34]
[null,"PLANT ",13,0,13,0,0,0,13]
[null,"RIVERVIEW ",0,0,0,0,0,0,0]
[null,"ROBINSON ",15,15,0,0,0,0,15]
[null,"SICKLES ",12,0,12,0,0,0,12]
[null,"TAMPA BAY TECH",31,0,31,0,0,0,31]
[null,"WHARTON",21,0,0,21,0,0,21]
[null,"OTHER FACILITIES"]
[null,"CAMINITI EXCEPT",1,0,1,0,0,0,1]
[null,"JAMES ALT ADULT",5,5,0,0,0,0,5]
[null,"LAVOY EXCEPT",8,8,0,0,0,0,8]
["2c2.","Hillsborough Total",1738,1074,515,149,0,0,1738]

{"sheet":"Pt 2c3 c4 2d","index":7,"n_rows":29,"n_cols":9,"rows_kept":29,"cut":false,"hidden":false,"merged":[],"flags":["formulas_cached_only"]}
["District: ====>",null,"Hillsborough","Date: ==>","2000-10-01",null,"For fiscal years","  2000-2001 through 2004-2005"]
[]
[]
[]
["2c3.","Plans for the use and location of leased facilities, relocatable units or permanent classrooms. (place each location on a separate line)"]
[null,"Location","# of leased classrooms 1999-00","Owner","FISH Stu. Sta.","# Years Leased ","# leased 2004-05","FISH Stu. Sta.","# Years Leased "]
[null,null,0,{"$nulls":5},0]
["2c3.","Hillsborough Total",0,null,0,0,0,0,0]
[]
["2c4.","Plans for the use and location of Charter Schools, list current and PROJECTED.  (place each Charter School/location on a separate line)",{"$nulls":6},"Total charter students "]
[null,"Location-Type","# relocatable units or permanent classrooms ","Owner","Year Started","Student Stations","Students Enrolled","Years in Contract","projected for 2004-05"]
[null,"EASTSIDE MC","3 PERMANENT/6 RELOCATABLE","GLORIOUS CH","1997-98",180,163,3,163]
[null,"METRO MINISTRIES","1 PERMANENT","METRO MIN","1998-99",45,43,3,43]
[null,"RICHARDSON","2 PERMANENT","HORATIO ARIAS","1997-98",80,61,3,61]
[null,"TAMPA BAY ACADEMY","2 PERMANENT/2 Relocatable","TBA","1997-98",160,143,3,143]
[null,"TAMPA UNITED METHODIST","12 PERMANENT","TUMC","1998-99",300,226,3,226]
[null,"TERRACE COMM","9 PERMANENT","LB SOWELL","1998-99",160,158,3,158]
[null,"USF","5 PERMANENT","MOSI","1998-99",145,142,3,142]
[null,"PEPIN ACADEMY","2 PERMANENT ","MARY HELP  ","1999-00",150,73,3,73]
[null,"REBIRTH","4 PERMANENT","REBIRTH","1999-00",80,80,3,80]
[null,"TRINITY","8 PERMANENT/6 Relocatable","N ROME BAP ","1999-00",300,264,3,264]
[null,"SPECIALKIDZ","3 PERMANENT","SpecialKidz","2000-01",56,27,5,27]
[null,"LEARNING GATE","6 PERMANENT","SpecialKidz","2000-01",93,93,5,93]
[null,"RCMA","2 PERMANENT","RCMA","2000-01",50,28,5,28]
[null,"VILLAGE OF EXCELLENCE","3 PERMANENT","Bible Based Fellowship of Temple Terrace","2000-01",52,50,5,50]
["2c4.","Hillsborough Total",73,null,null,1851,1551,50,1551]
[]
["2d.","Plans for multitrack scheduling, grade level organization, block scheduling, or other alternatives that reduce the need for permanent student stations."]
[null,"Two High Schools, Gaither and Sickles, are presently on double session."]

{"sheet":"Pt 2e","index":8,"n_rows":174,"n_cols":9,"rows_kept":174,"cut":false,"hidden":false,"merged":[],"flags":["formulas_cached_only"]}
["District: ====>",null,"Hillsborough","Date: ==>","2000-10-01",null,"For fiscal years","  2000-2001 through 2004-2005"]
[]
[]
[]
["2e.","Average Class Size (5 years out -- 2004-05) that will result if the district facilities work plan is fully implemented."]
[null,"NOTE: The average shall not include exceptional student education classes or prekindergarten classes.",null,null,null,"Actual Average","Projected","New Rooms to","Projected Average"]
[null,"Location","(ESE & PreK excluded) # CLASSROOMS","Capacity (NOT Stu Sta)","1999-00 CO-FTE","1999-00 Class size","2004-05 CO-FTE","be added (removed)","2004-05 Class size"]
[null,"ELEMENTARY SCHOOLS"]
[14,"ALAFIA ELEMENTARY ",44,1127,1172,26.64,1312,-8,36.44]
[5,"ALEXANDER ELEMENTARY",47,1059,828,17.62,841,-2,18.69]
[7,"ANDERSON ELEMENTARY",22,514,475,21.59,462,-2,23.1]
[9,"APOLLO BEACH ELEMENTARY",28,745,704,25.14,706,0,25.21]
[10,"BALLAST POINT ELEMENTARY",21,468,428,20.38,437,0,20.81]
[12,"BAY CREST ELEMENTARY",40,900,797,19.93,808,4,18.36]
[69,"BELLAMY ELEMENTARY",35,951,835,23.86,841,-3,26.28]
[205,"BEVIS ELEMENTARY",33,875,0,0,1126,0,34.12]
[13,"BING ELEMENTARY",36,947,620,17.22,751,0,20.86]
[18,"BOYETTE SPRINGS ELEMENTARY",33,905,942,28.55,975,0,29.55]
[21,"BROOKER ELEMENTARY",50,1185,1002,20.04,1112,4,20.59]
[22,"BROWARD ELEMENTARY",33,730,594,18,523,-13,26.15]
[24,"BRYAN ELEM - PC",42,947,834,19.86,845,-13,29.14]
[26,"BUCKHORN ELEMENTARY",36,910,826,22.94,909,-6,30.3]
[30,"CAHOON ELEMENTARY",30,672,626,20.87,527,-4,20.27]
[32,"CANNELLA ELEMENTARY",43,1060,1039,24.16,1102,-8,31.49]
[33,"CARROLLWOOD ELEMENTARY",33,797,764,23.15,776,0,23.52]
[36,"CHIARAMONTE ELEMENTARY",22,544,467,21.23,390,-3,20.53]
[37,"CITRUS PARK ELEMENTARY",36,881,738,20.5,658,-3,19.94]
[38,"CLAIR-MEL ELEMENTARY",41,957,728,17.76,746,-8,22.61]
[200,"CLARK ELEMENTARY",37,941,813,21.97,1099,0,29.7]
[40,"CLAYWELL ELEMENTARY",38,951,981,25.82,976,-5,29.58]
[41,"CLEVELAND ELEMENTARY",28,624,421,15.04,365,2,12.17]
[43,"COLSON ELEMENTARY",35,933,701,20.03,588,-2,17.82]
[45,"CORK ELEMENTARY",33,921,800,24.24,778,-6,28.81]
[46,"CRESTWOOD ELEMENTARY",56,1325,961,17.16,964,-4,18.54]
[47,"CYPRESS CREEK ELEMENTARY",36,986,741,20.58,911,-3,27.61]
[48,"DESOTO ELEMENTARY",17,330,296,17.41,258,3,12.9]
[49,"DICKENSON ELEMENTARY",34,790,645,18.97,585,0,17.21]
[50,"DOVER ELEMENTARY",43,1143,720,16.74,615,-5,16.18]
[null,"DOWNTOWN",6,130,109,18.17,130,0,21.67]
[51,"DUNBAR ELEMENTARY",18,369,414,23,410,0,22.78]
[54,"EDISON ELEMENTARY",36,810,378,10.5,374,-15,17.81]
[55,"EGYPT LAKE ELEMENTARY",44,989,941,21.39,958,-23,45.62]
[57,"ESSRIG ELEMENTARY",38,1084,1133,29.82,1163,-5,35.24]
[58,"FOLSOM ELEMENTARY ",39,1060,962,24.67,926,-10,31.93]
[2,"FOREST HILLS ELEMENTARY",40,986,911,22.78,816,-2,21.47]
[59,"FOSTER ELEMENTARY",44,1049,749,17.02,576,-9,16.46]
[65,"GIBSONTON ELEMENTARY",68,1540,714,10.5,632,-9,10.71]
[66,"GORRIE ELEMENTARY",23,497,577,25.09,585,-3,29.25]
[67,"GRADY ELEMENTARY",25,641,542,21.68,405,-6,21.32]
[68,"GRAHAM ELEMENTARY",20,460,375,18.75,326,-7,25.08]
[73,"HUNTERS GREEN ELEMENTARY",55,1396,1158,21.05,838,-27,29.93]
[74,"JACKSON ELEMENTARY",21,502,373,17.76,325,-2,17.11]
[76,"KENLY ELEMENTARY",26,645,571,21.96,568,-1,22.72]
[78,"KINGSWOOD ELEMENTARY",31,724,696,22.45,722,0,23.29]
[79,"KNIGHTS ELEMENTARY",37,952,730,19.73,710,-4,21.52]
[80,"LAKE MAGDALENE ELEMENTARY",57,1317,1073,18.82,1002,-9,20.88]
[81,"LANIER ELEMENTARY",29,709,500,17.24,488,-2,18.07]
[84,"LEE ELEMENTARY",18,433,476,26.44,464,0,25.78]
[88,"LEWIS ELEMENTARY",33,819,894,27.09,938,-6,34.74]
[86,"LIMONA ELEMENTARY",46,1111,947,20.59,887,1,18.87]
[87,"LINCOLN ELEMENTARY",23,552,430,18.7,437,-1,19.86]
[89,"LITHIA SPRINGS ELEMENTARY",42,1082,1008,24,1031,-13,35.55]
[44,"LOCKHART ELEMENTARY",30,851,554,18.47,377,0,12.57]
[2521,"LOMAX ELEMENTARY",17,337,224,13.18,210,0,12.35]
[92,"LOPEZ ELEMENTARY",36,992,716,19.89,618,0,17.17]
[93,"LOWRY ELEMENTARY",50,852,756,15.12,732,-20,24.4]
[94,"LUTZ ELEMENTARY",29,688,636,21.93,614,0,21.17]
[95,"MABRY ELEMENTARY",34,839,696,20.47,693,-9,27.72]
[98,"MANGO ELEMENTARY",42,1015,811,19.31,762,-1,18.59]
[99,"MANHATTAN ELEMENTARY",25,631,211,8.44,209,0,8.36]
[100,"MANISCALCO ELEMENTARY",32,886,855,26.72,864,-3,29.79]
[103,"MCDONALD ELEMENTARY",34,882,679,19.97,689,-8,26.5]
[106,"MENDENHALL ELEMENTARY",44,1108,930,21.14,976,-18,37.54]
[108,"MILES ELEMENTARY",33,729,517,15.67,447,-3,14.9]
[109,"MINTZ ELEMENTARY",59,1471,1409,23.88,1688,-17,40.19]
[110,"MITCHELL ELEMENTARY",31,638,549,17.71,523,-3,18.68]
[111,"MORGAN WOODS ELEMENTARY",26,616,693,26.65,677,-4,30.77]
[112,"MORT ELEMENTARY",54,1256,933,17.28,1046,-10,23.77]
[113,"NORTHWEST ELEMENTARY",39,1049,971,24.9,968,-6,29.33]
[115,"OAK PARK ELEMENTARY",36,721,578,16.06,456,0,12.67]
[117,"PALM RIVER ELEMENTARY",31,752,543,17.52,511,-1,17.03]
[118,"PINECREST ELEMENTARY",32,832,741,23.16,706,0,22.06]
[202,"PIZZO ELEMENTARY ",38,1006,914,24.05,1078,0,28.37]
[208,"PRIDE ELEMENTARY",34,895,0,0,891,0,26.21]
[124,"RIVERHILLS ELEMENTARY",50,1131,407,8.14,289,-6,6.57]
[125,"RIVERVIEW ELEMENTARY",42,963,944,22.48,1154,-5,31.19]
[126,"ROBINSON ELEMENTARY",52,1222,635,12.21,567,-6,12.33]
[128,"ROBLES ELEMENTARY",53,1162,746,14.08,637,-6,13.55]
[132,"ROOSEVELT ELEMENTARY",22,521,526,23.91,408,-6,25.5]
[133,"RUSKIN ELEMENTARY",44,932,687,15.61,805,-7,21.76]
[134,"SCHWARZKOPF ELEMENTARY",48,1210,1240,27,1436,-10,37.79]
[135,"SEFFNER ELEMENTARY",40,1018,807,20.18,614,-8,19.19]
[136,"SEMINOLE ELEMENTARY",40,925,759,18.98,582,-6,17.12]
[137,"SHAW ELEMENTARY",50,1119,1001,20.02,953,-13,25.76]
[138,"SHORE ELEMENTARY",22,467,504,22.91,490,0,22.27]
[141,"SPRINGHEAD ELEMENTARY",43,1044,684,15.91,679,-8,19.4]
[142,"SULPHUR SPRINGS ELEMENTARY",58,1275,866,14.93,938,-36,42.64]
[143,"SUMMERFIELD ELEMENTARY",37,982,848,22.92,1008,0,27.24]
[146,"TAMPA BAY BOULEVARD  ELEM",37,838,638,17.24,529,-7,17.63]
[147,"TAMPA PALMS ELEMENTARY",53,1339,1166,22,1196,-19,35.18]
[148,"TEMPLE TERRACE ELEMENTARY",37,897,733,19.81,647,-9,23.11]
[149,"THONOTOSASSA ELEMENTARY",27,609,403,14.93,379,0,14.04]
[150,"TINKER ELEMENTARY",35,798,567,16.2,495,-1,14.56]
[151,"TOWN & COUNTRY ELEMENTARY",33,729,583,17.67,522,-7,20.08]
[153,"TRAPNELL ELEMENTARY",29,726,432,14.9,403,-2,14.93]
[155,"TWIN LAKES ELEMENTARY",36,947,973,27.03,1084,0,30.11]
[193,"VALRICO ELEMENTARY",34,923,844,24.82,879,0,25.85]
[157,"WALDEN LAKE ELEMENTARY",40,1037,951,23.78,1000,-3,27.03]
[161,"WEST TAMPA ELEMENTARY",37,923,598,16.16,524,-10,19.41]
[201,"WESTCHASE ELEMENTARY",35,938,1026,29.31,1797,0,51.34]
[160,"WESTSHORE ELEMENTARY",26,550,366,14.08,350,-7,18.42]
[164,"WILSON ELEMENTARY",31,739,370,11.94,329,-2,11.34]
[165,"WIMAUMA ELEMENTARY",38,869,548,14.42,542,-3,15.49]
[166,"WITTER ELEMENTARY",50,1181,736,14.72,643,-13,17.38]
[167,"WOODBRIDGE ELEMENTARY",43,997,841,19.56,775,-4,19.87]
[168,"YATES ELEMENTARY",37,917,792,21.41,709,-10,26.26]
[null,"MIDDLE SCHOOLS"]
[1,"ADAMS  MIDDLE",68,1593,1324,19.47,1311,-9,22.22]
[194,"BENITO MIDDLE ",65,1778,1538,23.66,2119,-5,35.32]
[25,"BUCHANAN MIDDLE",59,1409,1294,21.93,1288,-11,26.83]
[192,"BURNETT MIDDLE",54,1432,1438,26.63,1438,-15,36.87]
[29,"BURNS MIDDLE",70,1688,1734,24.77,1753,-4,26.56]
[42,"COLEMAN MIDDLE  ",45,662,792,17.6,804,-2,18.7]
[207,"DAVIDSEN MIDDLE",49,1229,0,0,1422,0,29.02]
[39,"DOWDELL MIDDLE ",47,1057,814,17.32,759,-1,16.5]
[53,"EISENHOWER MIDDLE ",67,1660,1574,23.49,1551,-5,25.02]
[107,"FERRELL MIDDLE",39,980,752,19.28,774,-8,24.97]
[61,"FRANKLIN MIDDLE",54,1108,727,13.46,615,-11,14.3]
[70,"GRECO MIDDLE",57,1331,1231,21.6,1173,-1,20.95]
[71,"HILL MIDDLE",66,1599,1531,23.2,1193,null,18.08]
[97,"MADISON MIDDLE ",41,948,646,15.76,675,0,16.46]
[101,"MANN MIDDLE ",56,1286,1130,20.18,1140,0,20.36]
[102,"MARSHALL MIDDLE ",50,1247,910,18.2,883,-9,21.54]
[19,"MCLANE MIDDLE ",51,1495,1141,22.37,1109,-6,24.64]
[3,"MEMORIAL MIDDLE",35,1345,981,28.03,953,0,27.23]
[82,"MONROE MIDDLE ",39,943,637,16.33,579,0,14.85]
[116,"ORANGE GROVE MIDDLE",30,594,602,20.07,613,null,20.43]
[6,"PIERCE MIDDLE",53,1206,1099,20.74,1070,2,19.45]
[123,"PROGRESS VILLAGE MIDDLE ",43,1025,532,12.37,825,-2,20.12]
[206,"RANDALL MIDDLE",49,1215,0,0,2197,0,44.84]
[203,"ROGERS MIDDLE ",56,1512,1516,27.07,1503,0,26.84]
[129,"ROLAND PARK MIDDLE",45,1060,933,20.73,850,0,18.89]
[60,"SLIGH MIDDLE",61,1384,995,16.31,927,-4,16.26]
[16,"STEWART MIDDLE ",40,941,788,19.7,825,0,20.63]
[121,"TOMLIN MIDDLE ",70,1596,1314,18.77,1254,-16,23.22]
[154,"TURKEY CREEK MIDDLE",74,1838,1594,21.54,1312,8,16]
[31,"VAN BUREN MIDDLE",43,962,755,17.56,640,0,14.88]
[195,"WALKER MIDDLE ",66,1664,1732,28,2106,-13,39.74]
[158,"WASHINGTON MIDDLE ",38,702,594,15.63,612,-4,18]
[152,"WEBB MIDDLE ",46,1107,941,20.46,855,-4,20.36]
[196,"WILLIAMS MIDDLE ",45,1064,906,20.13,726,-16,25.03]
[163,"WILSON MIDDLE ",29,600,633,21.83,662,1,22.07]
[169,"YOUNG MIDDLE",51,1134,738,14.47,760,0,14.9]
[null,"HIGH SCHOOLS"]
[8,"ARMWOOD HIGH",71,1774,1796,25.3,1857,-7,29.02]
[199,"BLAKE HIGH ",76,1991,1753,23.07,1993,0,26.22]
[140,"BLOOMINGDALE HIGH",104,2646,2611,25.11,3173,12,27.35]
[17,"BRANDON HIGH",92,2395,1791,19.47,1850,-18,25]
[35,"CHAMBERLAIN HIGH",99,2561,2285,23.08,2124,-16,25.59]
[190,"DURANT HIGH",93,2406,2372,25.51,2826,4,29.13]
[52,"EAST BAY HIGH ",85,2266,1954,22.99,1890,-5,23.63]
[63,"GAITHER HIGH",87,2169,2527,29.05,2975,-3,35.42]
[72,"HILLSBOROUGH HIGH",108,2377,2273,21.05,2434,-1,22.75]
[131,"JEFFERSON HIGH",73,2048,1561,21.38,1401,-11,22.6]
[77,"KING HIGH",109,2850,2016,18.5,2102,-13,21.9]
[85,"LETO HIGH",98,2453,2189,22.34,2150,-13,25.29]
[120,"PLANT CITY HIGH",134,3345,2489,18.57,2701,-29,25.72]
[119,"PLANT HIGH",82,1924,1841,22.45,2104,-7,28.05]
[204,"RIVERVIEW HIGH",83,2261,2171,26.16,2710,0,32.65]
[127,"ROBINSON HIGH",77,1922,1398,18.16,1439,-7,20.56]
[197,"SICKLES HIGH ",81,2348,2857,35.27,3270,-7,44.19]
[144,"TAMPA BAY TECHNICAL HIGH",73,2216,1710,23.42,1837,-14,31.14]
[198,"WHARTON HIGH ",97,2829,2396,24.7,3193,0,32.92]
["2e.","Hillsborough Total",7499,184124,152152,"District Avg 20",161100,-825,"District Avg 24"]

{"sheet":"Pt 2f 2g ","index":9,"n_rows":182,"n_cols":16,"rows_kept":182,"cut":false,"hidden":false,"merged":[],"flags":["formulas_cached_only"]}
["District: ====>",null,"Hillsborough","Date: ==>","2000-10-01",null,"For fiscal years","  2000-2001 through 2004-2005"]
[]
[]
["2f.","The number and percentage of district students (CO-FTE) planned to be educated in relocatable facilities during each year."]
[]
[null,"Site                              ",null,"2000-01 ","2001-02 ","2002-03 ","2003-04 ","2004-05","5 YEAR AVERAGE"]
[null,"ELEMENTARY SCHOOLS",{"$nulls":8},144]
[14,"ALAFIA ELEMENTARY ",null,197,197,0,0,0,78.8]
[5,"ALEXANDER ELEMENTARY",null,188,0,0,0,0,37.6]
[7,"ANDERSON ELEMENTARY",null,36,0,0,0,0,7.2]
[9,"APOLLO BEACH ELEMENTARY",null,0,0,0,0,0,0]
[10,"BALLAST POINT ELEMENTARY",null,0,0,0,0,0,0]
[12,"BAY CREST ELEMENTARY",null,100,0,0,0,0,20]
[69,"BELLAMY ELEMENTARY",null,100,100,0,0,0,40]
[13,"BING ELEMENTARY",null,0,0,0,0,0,0]
[18,"BOYETTE SPRINGS ELEMENTARY",null,0,0,0,0,0,0]
[21,"BROOKER ELEMENTARY",null,108,0,0,0,0,21.6]
[22,"BROWARD ELEMENTARY",null,256,256,0,0,0,102.4]
[24,"BRYAN ELEM - PC",null,255,0,0,0,0,51]
[26,"BUCKHORN ELEMENTARY",null,162,162,0,0,0,64.8]
[30,"CAHOON ELEMENTARY",null,80,0,0,0,0,16]
[32,"CANNELLA ELEMENTARY",null,192,0,0,0,0,38.4]
[33,"CARROLLWOOD ELEMENTARY",null,128,128,0,0,0,51.2]
[36,"CHIARAMONTE ELEMENTARY",null,32,0,0,0,0,6.4]
[37,"CITRUS PARK ELEMENTARY",null,57,0,0,0,0,11.4]
[38,"CLAIR-MEL ELEMENTARY",null,120,0,0,0,0,24]
[200,"CLARK ELEMENTARY",null,0,0,0,0,0,0]
[40,"CLAYWELL ELEMENTARY",null,171,171,0,0,0,68.4]
[41,"CLEVELAND ELEMENTARY",null,68,0,0,0,0,13.6]
[43,"COLSON ELEMENTARY",null,22,0,0,0,0,4.4]
[45,"CORK ELEMENTARY",null,128,0,0,0,0,25.6]
[46,"CRESTWOOD ELEMENTARY",null,326,0,0,0,0,65.2]
[47,"CYPRESS CREEK ELEMENTARY",null,46,0,0,0,0,9.2]
[48,"DESOTO ELEMENTARY",null,93,0,0,0,0,18.6]
[49,"DICKENSON ELEMENTARY",null,0,0,0,0,0,0]
[50,"DOVER ELEMENTARY",null,186,0,0,0,0,37.2]
[null,"DOWNTOWN",null,0,0,0,0,0,0]
[51,"DUNBAR ELEMENTARY",null,0,0,0,0,0,0]
[54,"EDISON ELEMENTARY",null,136,0,0,0,0,27.2]
[55,"EGYPT LAKE ELEMENTARY",null,508,508,0,0,0,203.2]
[57,"ESSRIG ELEMENTARY",null,224,224,0,0,0,89.6]
[58,"FOLSOM ELEMENTARY ",null,198,0,0,0,0,39.6]
[2,"FOREST HILLS ELEMENTARY",null,0,0,0,0,0,0]
[59,"FOSTER ELEMENTARY",null,189,0,0,0,0,37.8]
[65,"GIBSONTON ELEMENTARY",null,184,0,0,0,0,36.8]
[66,"GORRIE ELEMENTARY",null,66,0,0,0,0,13.2]
[67,"GRADY ELEMENTARY",null,108,0,0,0,0,21.6]
[68,"GRAHAM ELEMENTARY",null,112,0,0,0,0,22.4]
[73,"HUNTERS GREEN ELEMENTARY",null,224,0,0,0,0,44.8]
[74,"JACKSON ELEMENTARY",null,97,0,0,0,0,19.4]
[76,"KENLY ELEMENTARY",null,27,0,0,0,0,5.4]
[78,"KINGSWOOD ELEMENTARY",null,0,0,0,0,0,0]
[79,"KNIGHTS ELEMENTARY",null,84,0,0,0,0,16.8]
[80,"LAKE MAGDALENE ELEMENTARY",null,360,360,0,0,0,144]
[81,"LANIER ELEMENTARY",null,57,0,0,0,0,11.4]
[84,"LEE ELEMENTARY",null,0,0,0,0,0,0]
[88,"LEWIS ELEMENTARY",null,172,0,0,0,0,34.4]
[86,"LIMONA ELEMENTARY",null,268,0,0,0,0,53.6]
[87,"LINCOLN ELEMENTARY",null,0,0,0,0,0,0]
[89,"LITHIA SPRINGS ELEMENTARY",null,354,0,0,0,0,70.8]
[44,"LOCKHART ELEMENTARY",null,0,0,0,0,0,0]
[2521,"LOMAX ELEMENTARY",null,0,0,0,0,0,0]
[92,"LOPEZ ELEMENTARY",null,40,0,0,0,0,8]
[93,"LOWRY ELEMENTARY",null,0,0,0,0,0,0]
[94,"LUTZ ELEMENTARY",null,0,0,0,0,0,0]
[95,"MABRY ELEMENTARY",null,133,0,0,0,0,26.6]
[98,"MANGO ELEMENTARY",null,20,0,0,0,0,4]
[99,"MANHATTAN ELEMENTARY",null,0,0,0,0,0,0]
[100,"MANISCALCO ELEMENTARY",null,56,0,0,0,0,11.2]
[103,"MCDONALD ELEMENTARY",null,92,0,0,0,0,18.4]
[106,"MENDENHALL ELEMENTARY",null,338,0,0,0,0,67.6]
[108,"MILES ELEMENTARY",null,88,0,0,0,0,17.6]
[109,"MINTZ ELEMENTARY",null,508,0,0,0,0,101.6]
[110,"MITCHELL ELEMENTARY",null,76,0,0,0,0,15.2]
[111,"MORGAN WOODS ELEMENTARY",null,68,0,0,0,0,13.6]
[112,"MORT ELEMENTARY",null,136,0,0,0,0,27.2]
[113,"NORTHWEST ELEMENTARY",null,96,96,0,0,0,38.4]
[115,"OAK PARK ELEMENTARY",null,0,0,0,0,0,0]
[117,"PALM RIVER ELEMENTARY",null,39,0,0,0,0,7.8]
[118,"PINECREST ELEMENTARY",null,0,0,0,0,0,0]
[202,"PIZZO ELEMENTARY ",null,0,0,0,0,0,0]
[124,"RIVERHILLS ELEMENTARY",null,174,0,0,0,0,34.8]
[125,"RIVERVIEW ELEMENTARY",null,129,0,0,0,0,25.8]
[126,"ROBINSON ELEMENTARY",null,844,0,0,0,0,168.8]
[128,"ROBLES ELEMENTARY",null,252,0,0,0,0,50.4]
[132,"ROOSEVELT ELEMENTARY",null,152,0,0,0,0,30.4]
[133,"RUSKIN ELEMENTARY",null,119,0,0,0,0,23.8]
[134,"SCHWARZKOPF ELEMENTARY",null,294,294,0,0,0,117.6]
[135,"SEFFNER ELEMENTARY",null,205,0,0,0,0,41]
[136,"SEMINOLE ELEMENTARY",null,121,0,0,0,0,24.2]
[137,"SHAW ELEMENTARY",null,236,0,0,0,0,47.2]
[138,"SHORE ELEMENTARY",null,0,0,0,0,0,0]
[141,"SPRINGHEAD ELEMENTARY",null,208,0,0,0,0,41.6]
[142,"SULPHUR SPRINGS ELEMENTARY",null,0,0,0,0,0,0]
[143,"SUMMERFIELD ELEMENTARY",null,0,0,0,0,0,0]
[146,"TAMPA BAY BOULEVARD  ELEM",null,328,0,0,0,0,65.6]
[147,"TAMPA PALMS ELEMENTARY",null,491,491,0,0,0,196.4]
[148,"TEMPLE TERRACE ELEMENTARY",null,130,0,0,0,0,26]
[149,"THONOTOSASSA ELEMENTARY",null,0,0,0,0,0,0]
[150,"TINKER ELEMENTARY",null,0,0,0,0,0,0]
[151,"TOWN & COUNTRY ELEMENTARY",null,110,0,0,0,0,22]
[153,"TRAPNELL ELEMENTARY",null,44,0,0,0,0,8.8]
[155,"TWIN LAKES ELEMENTARY",null,0,0,0,0,0,0]
[193,"VALRICO ELEMENTARY",null,0,0,0,0,0,0]
[157,"WALDEN LAKE ELEMENTARY",null,0,0,0,0,0,0]
[161,"WEST TAMPA ELEMENTARY",null,170,0,0,0,0,34]
[201,"WESTCHASE ELEMENTARY",null,0,0,0,0,0,0]
[160,"WESTSHORE ELEMENTARY",null,135,0,0,0,0,27]
[164,"WILSON ELEMENTARY",null,240,0,0,0,0,48]
[165,"WIMAUMA ELEMENTARY",null,84,0,0,0,0,16.8]
[166,"WITTER ELEMENTARY",null,162,0,0,0,0,32.4]
[167,"WOODBRIDGE ELEMENTARY",null,240,0,0,0,0,48]
[168,"YATES ELEMENTARY",null,128,0,0,0,0,25.6]
[null,"MIDDLE SCHOOLS",{"$nulls":5},0]
[1,"ADAMS  MIDDLE",null,370,0,0,0,0,74]
[194,"BENITO MIDDLE ",null,405,405,405,0,0,243]
[25,"BUCHANAN MIDDLE",null,255,255,0,0,0,102]
[192,"BURNETT MIDDLE",null,298,298,298,0,0,178.8]
[29,"BURNS MIDDLE",null,360,360,0,0,0,144]
[42,"COLEMAN MIDDLE  ",null,768,0,0,0,0,153.6]
[39,"DOWDELL MIDDLE ",null,0,0,0,0,0,0]
[53,"EISENHOWER MIDDLE ",null,196,196,196,0,0,117.6]
[61,"FRANKLIN MIDDLE",null,157,0,0,0,0,31.4]
[70,"GRECO MIDDLE",null,24,0,0,0,0,4.8]
[71,"HILL MIDDLE",null,297,297,0,0,0,118.8]
[97,"MADISON MIDDLE ",null,0,0,0,0,0,0]
[101,"MANN MIDDLE ",null,16,0,0,0,0,3.2]
[102,"MARSHALL MIDDLE ",null,322,0,0,0,0,64.4]
[19,"MCLANE MIDDLE ",null,0,0,0,0,0,0]
[107,"MIDDLETON MIDDLE ",null,142,0,0,0,0,28.4]
[82,"MONROE MIDDLE ",null,24,0,0,0,0,4.8]
[114,"OAK GROVE MIDDLE",null,192,0,0,0,0,38.4]
[116,"ORANGE GROVE MIDDLE",null,0,0,0,0,0,0]
[6,"PIERCE MIDDLE",null,168,168,0,0,0,67.2]
[123,"PROGRESS VILLAGE MIDDLE ",null,356,356,356,0,0,213.6]
[203,"ROGERS MIDDLE ",null,0,0,0,0,0,0]
[129,"ROLAND PARK MIDDLE",null,16,16,0,0,0,6.4]
[60,"SLIGH MIDDLE",null,473,0,0,0,0,94.6]
[16,"STEWART MIDDLE ",null,0,0,0,0,0,0]
[121,"TOMLIN MIDDLE ",null,276,276,276,0,0,165.6]
[154,"TURKEY CREEK MIDDLE",null,386,386,0,0,0,154.4]
[31,"VAN BUREN MIDDLE",null,0,0,0,0,0,0]
[195,"WALKER MIDDLE ",null,644,644,0,0,0,257.6]
[158,"WASHINGTON MIDDLE ",null,34,0,0,0,0,6.8]
[152,"WEBB MIDDLE ",null,95,95,0,0,0,38]
[196,"WILLIAMS MIDDLE ",null,40,40,0,0,0,16]
[163,"WILSON MIDDLE ",null,38,0,0,0,0,7.6]
[169,"YOUNG MIDDLE",null,0,0,0,0,0,0]
[null,"HIGH SCHOOLS",{"$nulls":5},0]
[8,"ARMWOOD HIGH",null,100,0,0,0,0,20]
[199,"BLAKE HIGH ",null,0,0,0,0,0,0]
[140,"BLOOMINGDALE HIGH",null,0,0,0,0,0,0]
[17,"BRANDON HIGH",null,265,0,0,0,0,53]
[35,"CHAMBERLAIN HIGH",null,476,476,0,0,0,190.4]
[190,"DURANT HIGH",null,299,299,299,0,0,179.4]
[52,"EAST BAY HIGH ",null,93,0,0,0,0,18.6]
[63,"GAITHER HIGH",null,110,110,0,0,0,44]
[131,"JEFFERSON HIGH",null,230,230,0,0,0,92]
[77,"KING HIGH",null,554,554,0,0,0,221.6]
[85,"LETO HIGH",null,200,200,0,0,0,80]
[120,"PLANT CITY HIGH",null,559,559,0,0,0,223.6]
[119,"PLANT HIGH",null,266,266,0,0,0,106.4]
[204,"RIVERVIEW HIGH",null,0,0,0,0,0,0]
[127,"ROBINSON HIGH",null,48,0,0,0,0,9.6]
[197,"SICKLES HIGH ",null,312,312,0,0,0,124.8]
[144,"TAMPA BAY TECHNICAL HIGH",null,690,690,0,0,0,276]
[198,"WHARTON HIGH ",null,524,524,524,0,0,314.4]
["2f.","Hillsborough Total students in relocatables by year",null,24183,10999,2354,0,0,7507.2]
[null,"Total number of CO-FTE students projected by year",null,157726,161818,165357,168944,164923,163753.6]
[null,"Percent in relocatables by year",null,0.15,0.07,0.01,0,0,0.05]
[]
["2g.","Plans for the closure of any school, including plans for disposition of the facility or usage of facility space, and anticipated revenues."]
[null,"No schools are planned to be closed."]
[]
[]
[]
[{"$nulls":10},"State Average","State Average","State Average","State Average","State Average","State Average"]
[{"$nulls":9},"Year",1999,1999,1999,1999,1999,1999]
[{"$nulls":9},"Type of School","GSF/Low/StuSta","GSF/Avg/StuSta","GSF/Hi/StuSta","COST/Low/StuSta","COST/Avg/StuSta","COST/Hi/StuSta"]
[{"$nulls":9},1,70,107,174,7485,11173,16419]
[{"$nulls":9},2,88,90,180,7226,13517,18473]
[{"$nulls":9},3,117,130,144,16957,19232,21507]

{"sheet":"Pt 3","index":10,"n_rows":82,"n_cols":16,"rows_kept":82,"cut":false,"hidden":false,"merged":[],"flags":["formulas_cached_only"]}
["District: ====>",null,"Hillsborough","Date: ==>","2000-10-01",null,"For fiscal years","  2000-2001 through 2004-2005"]
[]
[]
["3 .","The projected cost for each project identified in the tentative district facilities work program.",{"$nulls":7},"Year",1999,1999,1999,1999,1999,1999]
[{"$nulls":9},"Type of School","GSF/Low/StuSta","GSF/Avg/StuSta","GSF/Hi/StuSta","COST/Low/StuSta","COST/Avg/StuSta","COST/Hi/StuSta"]
[{"$nulls":9},1,70,107,174,7485,11173,16419]
[null,"1998 State-wide totals - Gross Sq Ft per student station: Elem low 70, avg 107, high 174; Middle low 88, avg 90, high 180; High School low 117, avg 130, high 143 ",{"$nulls":7},2,88,90,180,7226,13517,18473]
[null,"1998 State-wide totals - Cost per student station: Elem low 7,485, avg 11,173, high 16,419; Middle low 7,226,avg 13,517, high 18,473; High School low 16,957, avg 19,323, high  21,507 ",{"$nulls":7},3,117,130,144,16957,19232,21507]
[]
["3a.","2000-01 Year","Type of School (new schools only)  Others=0","2000-01 ","2000-01 ","2000-01 ","2000-01 ","2000-01 ","1999 State Avg","1999 State Avg","1999 Projected","1999 State Avg","1999 State Avg","1999 State Avg"]
[null,"Project Description","Elem=1, Middle=2, High=3, K-8=2, K-12=3, VoTech=3, ESE=3","PLANNED COST","Student Stations","Gross Sq. Ft","GSF/per StuSta","GSF/Low/StuSta","GSF/Avg/StuSta","GSF/High/StuSta","COST/per StuSta","COST/Low/StuSta","COST/Avg/StuSta","COST/High/StuSta"]
[null,"New High School FFF\nWest County Area High School ",3,35659109,2520,242883,96.38,117,130,144,14150.44,16957,19232,21507]
[null,"New High School GGG Middleton High School ",3,37683584,2514,242883,96.61,117,130,144,14989.49,16957,19232,21507]
[null,"New High School JJJ New Tampa Area High School  ",3,38324650,2513,242883,96.65,117,130,144,15250.56,16957,19232,21507]
[null,"New Middle School GG North County Area Middle School ",2,15874250,1487,133001,89.44,88,90,180,10675.35,7226,13517,18473]
[null,"New Middle School JJ New Tampa Area Middle School ",2,17976909,1485,133001,89.56,88,90,180,12105.66,7226,13517,18473]
[null,"New Middle School MM West County Area Middle School ",2,17976909,1487,133001,89.44,88,90,180,12089.38,7226,13517,18473]
[null,"New Elem. School A\nProvidence Lakes Elementary",1,9451561,900,82650,91.83,70,107,174,10501.73,7485,11173,16419]
[null,"New Elem. School L \nNorth County Area Elementary ",1,9763804,900,82650,91.83,70,107,174,10848.67,7485,11173,16419]
[null,"New Elem. Schol M\nWest County Area Elementary",1,9775016,900,82650,91.83,70,107,174,10861.13,7485,11173,16419]
[null,"New Elem. School N Tampa Palms Area Elementary",1,9291600,900,82650,91.83,70,107,174,10324,7485,11173,16419]
[null,"New Elem.  School O\nNo County Elem School of Choice",1,5650000,500,55098,110.2,70,107,174,11300,7485,11173,16419]
[null,"Career Center MMM\nSouth County Career School",3,10560000,600,144022,240.04,117,130,144,17600,16957,19232,21507]
[null,"Career Center NNN\nNorth County Career School",3,10560000,600,144022,240.04,117,130,144,17600,16957,19232,21507]
[null,"ELEMENTARY SCHOOLS"]
[null,"Alafia Elementary",0,2846000,418,26628,63.7,0,0,0,6808.61,0,0,0]
[null,"Alexander Elementary",0,484806,80,4300,53.75,0,0,0,6060.08,0,0,0]
[null,"Brooker Elementary",0,1484727,164,49281,300.49,0,0,0,9053.21,0,0,0]
[null,"Bryan (PC) Elementary",0,1213514,200,13328,66.64,0,0,0,6067.57,0,0,0]
[null,"Bryan (PC) Elementary",0,600000,0,6959,{"$error":"#DIV/0!"},0,0,0,{"$error":"#DIV/0!"},0,0,0]
[null,"Buckhorn Elementary",0,803190,150,8683,57.89,0,0,0,5354.6,0,0,0]
[null,"Carrollwood Elementary\n",0,562275,100,9260,92.6,0,0,0,5622.75,0,0,0]
[null,"Clair Mel Elementary",0,747586,125,9260,74.08,0,0,0,5980.69,0,0,0]
[null,"Claywell Elementary",0,1606379,312,17366,55.66,0,0,0,5148.65,0,0,0]
[null,"DeSoto Elementary\n",0,1627399,150,11450,76.33,0,0,0,10849.33,0,0,0]
[null,"Edison Elementary\n",0,747568,120,6426,53.55,0,0,0,6229.73,0,0,0]
[null,"Essrig Elementary",0,1338649,259,14587,56.32,0,0,0,5168.53,0,0,0]
[null,"Folsom Elementary",0,803190,150,8683,57.89,0,0,0,5354.6,0,0,0]
[null,"Gibsonton Elementary",0,1512295,170,23658,139.16,0,0,0,8895.85,0,0,0]
[null,"Gorrie Elementary",0,1428649,150,15642,104.28,0,0,0,9524.33,0,0,0]
[null,"Grady Elementary",0,504930,80,4284,53.55,0,0,0,6311.63,0,0,0]
[null,"Graham Elementary",0,747568,120,6426,53.55,0,0,0,6229.73,0,0,0]
[null,"Jackson Elementary",0,1366274,125,22405,179.24,0,0,0,10930.19,0,0,0]
[null,"Kingswood Elementary",0,1070919,209,11234,53.75,0,0,0,5124.01,0,0,0]
[null,"Lake Magdalene",0,1300835,250,6959,27.84,0,0,0,5203.34,0,0,0]
[null,"Lewis Elementary",0,803190,150,14587,97.25,0,0,0,5354.6,0,0,0]
[null,"Limona Elementary",0,535460,100,5790,57.9,0,0,0,5354.6,0,0,0]
[null,"Mabry Elementary",0,535460,100,5790,57.9,0,0,0,5354.6,0,0,0]
[null,"Morgan Woods Elementary",0,756000,150,8683,57.89,0,0,0,5040,0,0,0]
[null,"Oak Grove Elementary ",0,6512949,926,105481,113.91,0,0,0,7033.42,0,0,0]
[null,"Riverview Elementary",0,1933979,312,25632,82.15,0,0,0,6198.65,0,0,0]
[null,"Robles  Elementary",0,525061,80,4284,53.55,0,0,0,6563.26,0,0,0]
[null,"Roosevelt Elementary",0,484806,80,4300,53.75,0,0,0,6060.08,0,0,0]
[null,"Ruskin Elementary",0,484806,80,4300,53.75,0,0,0,6060.08,0,0,0]
[null,"Sulphur Springs Elementary",0,1140523,80,8784,109.8,0,0,0,14256.54,0,0,0]
[null,"Tampa Bay Blvd Elem",0,484806,80,4300,53.75,0,0,0,6060.08,0,0,0]
[null,"Town & Country Elementary",0,484806,80,4284,53.55,0,0,0,6060.08,0,0,0]
[null,"West Shore Elementary",0,525061,80,4284,53.55,0,0,0,6563.26,0,0,0]
[null,"West Shore Elementary",0,600000,80,4284,53.55,0,0,0,7500,0,0,0]
[null,"West Tampa Elementary",0,1068788,160,8535,53.34,0,0,0,6679.93,0,0,0]
[null,"Witter Elementary",0,1943339,160,56241,351.51,0,0,0,12145.87,0,0,0]
[null,"Woodbridge Elementary",0,535460,100,5789,57.89,0,0,0,5354.6,0,0,0]
[null,"MIDDLE SCHOOLS"]
[null,"Buchanan Middle",0,1090342,166,144892,872.84,0,0,0,6568.33,0,0,0]
[null,"Ferrell Middle",0,2221612,80,17271,215.89,0,0,0,27770.15,0,0,0]
[null,"Madison Middle",0,1090342,120,17217,143.48,0,0,0,9086.18,0,0,0]
[null,"Pierce Middle ",0,3008048,393,133126,338.74,0,0,0,7654.07,0,0,0]
[null,"Tomlin Middle",0,3556448,336,13407,39.9,0,0,0,10584.67,0,0,0]
[null,"Wilson Middle",0,2407608,132,21774,164.95,0,0,0,18239.45,0,0,0]
[null,"HIGH SCHOOLS"]
[null,"Durant High",0,2102030,414,21783,52.62,0,0,0,5077.37,0,0,0]
[null,"Gaither High ",0,2102030,350,13213,37.75,0,0,0,6005.8,0,0,0]
[null,"King High",0,2175891,574,256291,446.5,0,0,0,3790.75,0,0,0]
[null,"Plant High ",0,3652645,387,172451,445.61,0,0,0,9438.36,0,0,0]
[null,"Sickles High ",0,2102030,350,13213,37.75,0,0,0,6005.8,0,0,0]
[null,"Tampa Bay Tech",0,4545578,585,35108,60.01,0,0,0,7770.22,0,0,0]
[null,"OTHER FACILITIES"]
[null,"Dover ESE",0,1890000,165,18349,111.21,0,0,0,11454.55,0,0,0]
[null,"Lopez ESE",0,1070919,120,23892,199.1,0,0,0,8924.33,0,0,0]
[null,"MacFarlane Center",0,3557106,400,30199,75.5,0,0,0,8892.77,0,0,0]
[null,"Hurricane Shelters ",0,6856421,0,0,{"$error":"#DIV/0!"},0,0,0,{"$error":"#DIV/0!"},0,0,0]
["3a.","Hillsborough Total 2000-01",null,314127689,28008,3285747,117.31,null,null,null,11215.64]

{"sheet":"Pt 3 b-e","index":11,"n_rows":51,"n_cols":16,"rows_kept":51,"cut":false,"hidden":false,"merged":[],"flags":["formulas_cached_only"]}
[]
[]
[{"$nulls":9},"Year",1999,1999,1999,1999,1999,1999]
[{"$nulls":9},"Type of School","GSF/Low/StuSta","GSF/Avg/StuSta","GSF/Hi/StuSta","COST/Low/StuSta","COST/Avg/StuSta","COST/Hi/StuSta"]
[{"$nulls":9},1,70,107,174,7485,11173,16419]
[{"$nulls":9},2,88,90,180,7226,13517,18473]
[{"$nulls":9},3,117,130,144,16957,19232,21507]
["District: ====>",null,"Hillsborough","Date: ==>","2000-10-01",null,"For fiscal years","  2000-2001 through 2004-2005"]
[]
["3b.","2001-2002 Year","Type of School (new schools only)  Others=0","2001-02","2001-02 ","2001-02","2001-02","2001-02","1999 State Avg","1999 State Avg","2000 Projected","1999 State Avg","1999 State Avg","1999 State Avg"]
[null,"Project Description","Elem=1, Middle=2, High=3, K-8=2, K-12=3, VoTech=3, ESE=3","PLANNED COST","Student Stations","Gross Sq. Ft","GSF/per StuSta","GSF/Low/StuSta","GSF/Avg/StuSta","GSF/High/StuSta","COST/per StuSta","COST/Low/StuSta","COST/Avg/StuSta","COST/High/StuSta"]
[null,"Burney Simmons",0,2016000,250,23268,93.07,0,0,0,8064,0,0,0]
[null,"Cork Elementary",0,562275,100,33508,335.08,0,0,0,5622.75,0,0,0]
[null,"Knights Elementary",0,562275,100,33508,335.08,0,0,0,5622.75,0,0,0]
["3b","Hillsborough Total 2001-02",null,3140550,450,90284,200.63,null,null,null,6979]
[]
["3c.","2002-2003 Year","Type of School (new schools only)  Others=0","2002-03 ","2002-03 ","2002-03 ","2002-03 ","2002-03","1999 State Avg","1999 State Avg","2001 Projected","1999 State Avg","1999 State Avg","1999 State Avg"]
[null,"Project Description","Elem=1, Middle=2, High=3, K-8=2, K-12=3, VoTech=3, ESE=3","PLANNED COST","Student Stations","Gross Sq. Ft","GSF/per StuSta","GSF/Low/StuSta","GSF/Avg/StuSta","GSF/High/StuSta","COST/per StuSta","COST/Low/StuSta","COST/Avg/StuSta","COST/High/StuSta"]
[null,"New High School LLL Southeast Brandon/Fish Hawk Area High School ",3,42522434,2520,242883,96.38,117,130,144,16873.98,16957,19232,21507]
[null,"New Middle School KK\n South Ruskin Area Middle School ",2,18961274,1485,133001,89.56,88,90,180,12768.53,7226,13517,18473]
[null,"Armwood High",0,2233238,350,13213,37.75,0,0,0,6380.68,0,0,0]
[null,"Bryan Tampa",0,2384000,312,16908,54.19,0,0,0,7641.03,0,0,0]
[null,"Adams Middle",0,2537778,272,28478,104.7,0,0,0,9330.07,0,0,0]
[null,"Franklin Middle",0,1159825,80,17271,215.89,0,0,0,14497.81,0,0,0]
[null,"Webb Middle",0,1159825,120,17271,143.93,0,0,0,9665.21,0,0,0]
[null,"Hurricane Shelters",0,1934512,null,null,{"$error":"#DIV/0!"},0,0,0,{"$error":"#DIV/0!"},0,0,0]
["3c","Hillsborough Total 2002-03",null,72892886,5139,469025,91.27,null,null,null,14184.25]
[]
["3d.","2003-2004 Year","Type of School (new schools only)  Others=0","2003-04","2003-04","2003-04","2003-04","1999 State Avg","1999 State Avg","1999 State Avg","2002 Projected","1999 State Avg","1999 State Avg","1999 State Avg"]
[null,"Project Description","Elem=1, Middle=2, High=3, K-8=2, K-12=3, VoTech=3, ESE=3","PLANNED COST","Student Stations","Gross Sq. Ft","GSF/per StuSta","GSF/Low/StuSta","GSF/Avg/StuSta","GSF/High/StuSta","COST/per StuSta","COST/Low/StuSta","COST/Avg/StuSta","COST/High/StuSta"]
[null,"Eisenhower Middle",0,1188478,160,17271,107.94,0,0,0,7427.99,0,0,0]
[null,"Greco Middle",0,1188478,160,17271,107.94,0,0,0,7427.99,0,0,0]
[null,"Mann Middle",0,1188478,160,17217,107.61,0,0,0,7427.99,0,0,0]
[null,"Van Buren Middle",0,1188478,120,17271,143.93,0,0,0,9903.98,0,0,0]
["3d.","Hillsborough Total 2003-04",null,4753912,600,69030,115.05,null,null,null,7923.19]
[]
["3e.","2004-2005 Year","Type of School (new schools only)  Others=0","2004-05","2004-05","2004-05","2004-05","1999 State Avg","1999 State Avg","1999 State Avg","2003 Projected","1999 State Avg","1999 State Avg","1999 State Avg"]
[null,"Project Description","Elem=1, Middle=2, High=3, K-8=2, K-12=3, VoTech=3, ESE=3","PLANNED COST","Student Stations","Gross Sq. Ft","GSF/per StuSta","GSF/Low/StuSta","GSF/Avg/StuSta","GSF/High/StuSta","COST/per StuSta","COST/Low/StuSta","COST/Avg/StuSta","COST/High/StuSta"]
[null,"New Middle School LL\nThonotosassa Area Middle School",2,19501397,1411,188790,133.8,88,90,180,13820.98,7226,13517,18473]
[null,"New Middle School NN\nValrico Area Middle School",2,20052110,1487,133001,89.44,88,90,180,13484.94,7226,13517,18473]
[null,"New Elementary School P Northwest County/Linebaugh Elementary",1,11083299,900,82650,91.83,70,107,174,12314.78,7485,11173,16419]
[null,"James",0,1532000,150,8683,57.89,0,0,0,10213.33,0,0,0]
[null,"Just",0,1968000,365,19688,53.94,0,0,0,5391.78,0,0,0]
[null,"Potter",0,2474000,312,16908,54.19,0,0,0,7929.49,0,0,0]
[null,"Lomax",0,1968000,365,19688,53.94,0,0,0,5391.78,0,0,0]
[null,"Mabry Elementary",0,601186,100,5789,57.89,0,0,0,6011.86,0,0,0]
[null,"McLane Middle",0,1222040,507,67624,133.38,0,0,0,2410.34,0,0,0]
[null,"Hurrican Shelters",0,1519104,null,null,{"$error":"#DIV/0!"},0,0,0,{"$error":"#DIV/0!"},0,0,0]
["3e","Hillsborough Total 2004-05",null,61921136,5597,542821,96.98,null,null,null,11063.27]
[]
["3f.","Hillsborough 5-Year Total",null,456836173,39794,4456907]

{"sheet":"Pt 4","index":12,"n_rows":67,"n_cols":11,"rows_kept":67,"cut":false,"hidden":false,"merged":[],"flags":["formulas_cached_only"]}
["District: ====>",null,"Hillsborough","Date: ==>","2000-10-01",null,"For fiscal years","  2000-2001 through 2004-2005"]
[]
[]
["4 .","Schedule of Estimated Capital Outlay Revenue from each currently approved source which is estimated to be available for expenditures on the"]
[null,"projects included in the tentative district facilities work program.   All amounts below are NET after considering carryover balances, interest earned, new COP's, 237 loans etc."]
[]
[null,null,null,"2000-01 ","2001-02 ","2002-03 ","2003-04 ","2004-05"]
[null,null,null,"Actual Budget","Projected","Projected","Projected","Projected","5 YEAR TOTAL"]
[null,"The Millege projected for discretionary capital outlay per s.236.25",null,2,2,2,2,2,10]
[null,"Full value of the 2-Mill discretionary capital outlay per s.236.25",null,71597093,75176947.65,78935795.03250001,82882584.78412502,87026714.02333127,395619134.4899563]
[null,"Value of the portion of the 2-Mills ACTUALLY levied.",null,71597093,75176947.65,78935795.03250001,82882584.78412502,87026714.02333127,395619134.4899563,"2 mill Expenditures"]
[null,"  less amount used to purchase school busses",null,4050000,4050000,4050000,4050000,4050000,20250000,0.051185592997434]
[null,"  less amount used to purchase other vehicles",{"$nulls":6},0,0]
[null,"  less amount transferred to operating budget for maintenance/repair",{"$nulls":6},0,0]
[null,"  less amount used for maintenance/repair",null,18352235.49,18486870.725,23818757.566250004,29795295.392062508,32113357.011665635,122566516.18497816,0.309809373459639]
[null,"  less amount used to purchase capital outlay equipment",null,6000000,8535000,5150000,1850000,2350000,23885000,0.060373722900924]
[null,"  less amount used to correct enviornmental projects",{"$nulls":6},0,0]
[null,"  less amount transferred to operating budget for salaries",{"$nulls":6},0,0]
[null,"  less amount used to pay debt service for s.237 loans",null,2509092.25,1516603.1,1449139.95,745997,0,6220832.3,0.0157242958129922]
[null,"  less amount to pay debt service for COP's (1 mill)",null,32285765.26,37588473.825,39467897.51625001,41441292.39206251,43513357.011665635,194296786.00497818,0.491120800452362]
[null,"  less amount used for site purchases",null,8400000,5000000,5000000,5000000,5000000,28400000,0.0717862143766481,"ALL Capital Outlay Expenditures"]
[null,"Net available 2-mills to construct new stu stations & core facilities",null,0,0,0,0,0,-5.960464477539063e-08,-1.50661683369e-16,0]
[null,"2 Mill revenues - Carryforward*",null,3306094,{"$nulls":4},3306094,null,0]
[null,"P E C O New Construction",null,12046330,6366695,11598844,9202504,7851351,47065724,null,0.06]
[null,"P E C O New Construction - Carryforward*",null,13236348,{"$nulls":4},13236348,null,0.02]
[null,"C O & D S   Bond Proceeds - Carryforward*",null,13445905,{"$nulls":4},13445905,null,0.02]
[null,"C O & D S maximum potential bond proceeds",{"$nulls":6},0,null,0]
[null,"Proceeds from 1/2 cent sales surtax authorized",{"$nulls":6},0,null,0]
[null,"Local governmental infrastructure sales surtax Bond Issue**",null,null,193000000,null,null,null,193000000,null,0.25]
[null,"Proceeds from local governmental infrastructure sales surtax",null,18800000,19350000,20000000,20600000,21218000,99968000,null,0.13]
[null,"(Less Debt service for local governmental infrastructure sales surtax)",null,-11000000,-19350000,-20000000,-20600000,-21218000,-92168000,null,-0.12]
[null,"Proceeds from Sales Tax Revenue bonds - Carryforward*",null,30404707,{"$nulls":4},30404707,null,0.04]
[null,"Voted local bond referendum proceeds per s.9, Art VII State Const.",{"$nulls":6},0,null,0]
[null,"Proceeds from Certificates of Participation (COPs)**",null,40000000,null,60000000,null,60000000,160000000,null,0.21]
[null,"Proceeds from Certificates of Participation (COPs) - Carryforward*",null,108582736,{"$nulls":4},108582736,null,0.14]
[null,"Interest Earnings on COPs",null,3500000,2000000,1000000,1000000,1000000,8500000,null,0.01]
[null,"Proceeds from Racetrack Revenue bonds/QZABs - Carryforward*",null,11875569,{"$nulls":4},11875569,null,0.02]
[null,"Classrooms First Bond proceeds - Carryforward*",null,126978293,{"$nulls":4},126978293,null,0.16]
[null,"Effort Index Grants - Carryforward*",null,24187214,{"$nulls":4},24187214]
[null,"Class Size Reduction - Carryforward*",null,6972810,{"$nulls":4},6972810,null,0.01]
[null,"Special Appropriations - Carryforward*",null,9361800,{"$nulls":4},9361800,null,0.01]
[null,"Impact fees received",null,1562250,1562250,1562250,1562250,1562250,7811250,null,0.01]
[null,"Private donations",{"$nulls":6},0,null,0]
[null,"Grants from local governments or not-for-profit organizations",{"$nulls":6},0,null,0]
["4.","Hillsborough Total",null,413260056,202928945,74161094,11764754,70413601,772528450,0.9999999999999992,0.9700000000000001]
[null,"*    Funds pledged for projects in the pre-construction phase (schematic design, design development, etc.)"]
[null,"**  Estimates based on current and projected revenue and therefore subject to change."]
[null,"**  Estimates based on current and projected revenue and therefore subject to change."]
[]
[]
[]
[]
[]
[null,"P E C O New Construction",null,1625109,1995779,1972593,1781129,1826114,9200724,null,0.01]
[null,"C O & D S   Bond Proceeds  received on 20 March 1998",null,2313633,0,0,0,0,2313633,null,0]
[null,"C O & D S maximum potential bond proceeds",null,127286,127286,127286,127286,127286,636430,null,0]
[null,"Proceeds from 1/2 cent sales surtax authorized",null,0,0,0,0,0,0,null,0]
[null,"Proceeds from a s.237 loan",null,0,0,0,0,0,0,null,0]
[null,"Proceeds from local governmental infrastructure sales surtax",null,0,0,0,0,0,0,null,0]
[null,"Voted local bond referendum proceeds per s.9, Art VII State Const.",null,0,0,0,0,null,0,null,0]
[null,"Proceeds from Certificates of Participation (COP's)",null,0,0,0,0,null,0,null,0]
[null,"Classrooms First Bond proceeds amount authorized in FY 1997-98",null,19216634,0,0,0,0,19216634,null,0.02]
[null,"Effort Index Grants",null,0,0,0,0,0,0]
[null,"Impact fees received",null,0,0,0,0,0,0,null,0]
[null,"Private donations",null,0,0,0,0,0,0,null,0]
[null,"Grants from local governments or not-for-profit organizations",null,0,0,0,0,0,0,null,0]
["4.","Hillsborough Total",null,23282662,2123065,2099879,1908415,1953400,31367421,0.9999999999999992,0.03]

{"sheet":"Pt 5","index":13,"n_rows":1022,"n_cols":9,"rows_kept":1022,"cut":false,"hidden":false,"merged":[],"flags":["formulas_cached_only"]}
["District: ====>",null,"Hillsborough","Date: ==>","2000-10-01",null,"For fiscal years","  2000-2001 through 2004-2005"]
[]
[]
[]
["5 .","Schedule indicating which projects included in the tentative district facilities work program will be funded from current revenues projected"]
[null,"in paragraph 4 above."]
[null,null,null,"2000-01 ","2001-02 ","2002-03 ","2003-04 ","2004-05"]
[null,"Project Description","Student Stations","Actual Budget","Projected","Projected","Projected","Projected","5 YEAR TOTAL"]
[null,"New High School FFF",2520,35659109,{"$nulls":4},35659109]
[null,"New High School GGG",2514,37683584,null,null," ",null,37683584]
[null,"New High School JJJ",2513,38324650,{"$nulls":4},38324650]
[null,"New High School LLL",2520,null,null,42522434,null,null,42522434]
[null,"New Middle School GG",1487,15874250,{"$nulls":4},15874250]
[null,"New Middle School JJ",1485,17976909,{"$nulls":4},17976909]
[null,"New Middle School KK",1485,null,null,18961274,null,null,18961274]
[null,"New Middle School LL",1411,{"$nulls":4},19501397,19501397]
[null,"New Middle School MM",1487,17976909,{"$nulls":4},17976909]
[null,"New Middle School NN",1487,{"$nulls":4},20052110,20052110]
[null,"New Elem. School A",900,9451561,{"$nulls":4},9451561]
[null,"New Elem. School L",900,9763804,{"$nulls":4},9763804]
[null,"New Elem. School M",900,9775016,{"$nulls":4},9775016]
[null,"New Elem. School N",900,9291600,{"$nulls":4},9291600]
[null,"New Elem. School O",500,5650000,{"$nulls":4},5650000]
[null,"New Elem. School P",900,{"$nulls":4},11083299,11083299]
[null,"Career Center MMM",600,10560000,{"$nulls":4},10560000]
[null,"Career Center NNN",600,10560000,{"$nulls":4},10560000]
[null,"ELEMENTARY SCHOOLS"]
[null,"Alafia Elementary",418,2646000,{"$nulls":4},2646000]
[null,"Alexander Elementary",80,484806,{"$nulls":4},484806]
[null,"Brooker Elementary",164,1484727,{"$nulls":4},1484727]
[null,"Bryan (PC) Elementary",200,1213514,{"$nulls":4},1213514]
[null,"Bryan PC Elementary",0,600000,{"$nulls":4},600000]
[null,"Buckhorn Elementary",150,803189.52,{"$nulls":4},803189.52]
[null,"Carrollwood Elementary",100,562275,{"$nulls":4},562275]
[null,"Clair Mel Elementary",125,747586,{"$nulls":4},747586]
[null,"Claywell Elementary",312,1606379.04,{"$nulls":4},1606379.04]
[null,"Cork Elementary",100,null,562275,null,null,null,562275]
[null,"DeSoto Elementary",150,1627399,{"$nulls":4},1627399]
[null,"Edison Elementary",120,747568,{"$nulls":4},747568]
[null,"Essrig Elementary",259,1338649.2,{"$nulls":4},1338649.2]
[null,"Folsom Elementary",150,803189.52,{"$nulls":4},803189.52]
[null,"Gibsonton Elementary",170,1512295,{"$nulls":4},1512295]
[null,"Gorrie Elementary",150,1428649,{"$nulls":4},1428649]
[null,"Grady Elementary ",80,504930,{"$nulls":4},504930]
[null,"Graham Elementary",120,747568,{"$nulls":4},747568]
[null,"Jackson Elementary",125,1366274,{"$nulls":4},1366274]
[null,"Kingswood Elementary",209,1070919.3599999999,{"$nulls":4},1070919.3599999999]
[null,"Knights Elementry",100,null,562275,null,null,null,562275]
[null,"Lake Magdalene Elem",250,1300835,{"$nulls":4},1300835]
[null,"Lewis Elementary",150,803189.52,{"$nulls":4},803189.52]
[null,"Limona Elementary",100,535459.6799999999,{"$nulls":4},535459.6799999999]
[null,"Lomax Elementary",365,{"$nulls":4},1968000,1968000]
[null,"Mabry Elementary",100,535459.6799999999,{"$nulls":4},535459.6799999999]
[null,"Morgan Woods",150,756000,{"$nulls":4},756000]
[null,"Riverview Elementary",312,1933979,{"$nulls":4},1933979]
[null,"Robles  Elementary",80,525061,{"$nulls":4},525061]
[null,"Roosevelt Elementary",80,484806,{"$nulls":4},484806]
[null,"Ruskin Elementary",80,484806,{"$nulls":4},484806]
[null,"Sulphur Springs ",80,1140523,{"$nulls":4},1140523]
[null,"Tampa Bay Blvd Elem",80,484806,{"$nulls":4},484806]
[null,"Town & Country Elementary",80,484806,{"$nulls":4},484806]
[null,"West Shore Elementary",0,600000,{"$nulls":4},600000]
[null,"West Shore Elementary",80,525061,{"$nulls":4},525061]
[null,"West Tampa Elementary",160,1068788,{"$nulls":4},1068788]
[null,"Witter Elementary",160,1943339,{"$nulls":4},1943339]
[null,"Woodbridge Elementary",100,535459.6799999999,{"$nulls":4},535459.6799999999]
[null,"MIDDLE SCHOOLS"]
[null,"Adams Middle",272,null,null,2537778,null,null,2537778]
[null,"Buchanan Middle ",166,1090342,{"$nulls":4},1090342]
[null,"Eisenhower Middle ",160,null,null,null,1188478,null,1188478]
[null,"Ferrell Middle ",80,2221612,{"$nulls":4},2221612]
[null,"Franklin Middle ",80,null,null,1159825,null,null,1159825]
[null,"Greco Middle ",160,null,null,null,1188478,null,1188478]
[null,"Madison Middle",120,1090342,{"$nulls":4},1090342]
[null,"Mann Middle",160,null,null,null,1188478,null,1188478]
[null,"McLane Middle",507,{"$nulls":4},1222040,1222040]
[null,"Oak Grove Middle",926,6512949,{"$nulls":4},6512949]
[null,"Pierce Middle",393,3008048,{"$nulls":4},3008048]
[null,"Tomlin Middle",336,3556448,{"$nulls":4},3556448]
[null,"Van Buren Middle ",120,null,null,null,1188478,null,1188478]
[null,"Webb Middle",120,null,null,1159825,null,null,1159825]
[null,"Wilson Middle ",132,2407608,{"$nulls":4},2407608]
[null,"HIGH SCHOOLS"]
[null,"Armwood High",350,null,null,2233238,null,null,2233238]
[null,"Durant High",414,2102030,{"$nulls":4},2102030]
[null,"Gaither High",350,2102030,{"$nulls":4},2102030]
[null,"King High",574,2175891,{"$nulls":4},2175891]
[null,"Plant High",387,3652645,{"$nulls":4},3652645]
[null,"Sickles High ",350,2102030,{"$nulls":4},2102030]
[null,"Tampa Bay Tech. High",585,4545578,{"$nulls":4},4545578]
[null,"OTHER FACILITIES"]
[null,"Bryan Tampa",312,null,null,2384000,null,null,2384000]
[null,"Burney Simmons",250,null,2016000,null,null,null,2016000]
[null,"Dover ESE",165,1890000,{"$nulls":4},1890000]
[null,"James",150,{"$nulls":4},1532000,1532000]
[null,"JUST",365,{"$nulls":4},1968000,1968000]
[null,"Lopez ESE",120,1070919.3599999999,{"$nulls":4},1070919.3599999999]
[null,"MacFarlane Center",400,3557106,{"$nulls":4},3557106]
[null,"Potter",312,{"$nulls":4},2474000,2474000]
[null,null,"ELEMENTARY SCHOOLS"]
[null,"Renovate intercom","ALAFIA ELEMENTARY ",100000,{"$nulls":4},100000]
[null,"Chiller renovation",{"$nulls":4},800000,null,800000]
[null,"Replace fire alarm panel",null,null,null,7500,null,null,7500]
[null,"Reroof entire school",null,null,569400,null,null,null,569400]
[null,"Replace telephones ",null,null,20000,null,null,null,20000]
[null,"Renovate AC","ALEXANDER ELEMENTARY",null,280000,null,null,null,280000]
[null,"Painting",{"$nulls":4},130000,null,130000]
[null,"Renovate intercom",null,null,25000,null,null,null,25000]
[null,"Replace telephones ",null,null,20000,null,null,null,20000]
[null,"Renovation including","ANDERSON ELEMENTARY (FFF&E)",null,null,1680807,null,null,1680807]
[null,"Renovate AC",null,null,null,235000,null,null,235000]
[null,"Replace carpet w/tile",null,60000,{"$nulls":4},60000]
[null,"Renovate intercom",null,null,null,10000,null,null,10000]
[null,"Replace clrm floors","APOLLO BEACH ELEMENTARY (FFF&E)",null,null,80000,null,null,80000]
[null,"Renovate intercom",null,100000,{"$nulls":4},100000]
[null,"Replace telephones ",null,null,null,20000,null,null,20000]
[null,"Repaint buildings",{"$nulls":6},0]
[null,"Renovation/Remodeling","BALLAST POINT ELEMENTARY (FFF&E)",null,null,2998103,null,null,2998103]
[null,"including",{"$nulls":6},0]
[null,"Renovate AC",null,null,null,420000,null,null,420000]
[null,"Reroof entire school",{"$nulls":6},0]
[null,"Replace fire alarm",null,100000,{"$nulls":4},100000]
[null,"Replace clrm floors",{"$nulls":6},0]
[null,"Replace ceiling/lights",{"$nulls":6},0]
[null,"Replace telephones ",null,null,null,20000,null,null,20000]
[null,"Repaint entire school",{"$nulls":6},0]
[null,"Renovation/Remodeling","BAY CREST ELEMENTARY (FFF&E) ",null,null,3396677,null,null,3396677]
[null,"including",{"$nulls":6},0]
[null,"Renovate AC",{"$nulls":6},0]
[null,"Renovate restrooms",{"$nulls":6},0]
[null,"Repair roofing ",{"$nulls":6},0]
[null,"Replace clrm floors",{"$nulls":6},0]
[null,"Replace ceiling/lights",{"$nulls":6},0]
[null,"Correct drainage problems",{"$nulls":6},0]
[null,"Renovate intercom",null,null,null,75000,null,null,75000]
[null,"Replace telephones ",null,null,null,20000,null,null,20000]
[null,"Repaint entire building ",{"$nulls":6},0]
[null,"Special Projects ",null,100000,{"$nulls":4},100000]
[null,"Renovation including","BELLAMY ELEMENTARY (FFF&E) ",null,null,2405397,null,null,2405397]
[null,"Renovate AC",null,320000,{"$nulls":4},320000]
[null,"Repair roofing ",{"$nulls":6},0]
[null,"Replace clrm floors",{"$nulls":6},0]
[null,"Replace ceiling/lights",{"$nulls":6},0]
[null,"Repaint buildings",{"$nulls":6},0]
[null,"Replace telephones ",{"$nulls":6},0]
[null,"Paint entire school","BING ELEMENTARY",null,null,100000,null,null,100000]
[null,"Replace telephones ",{"$nulls":4},20000,null,20000]
[null,"Paint entire school","BOYETTE SPRINGS ELEMENTARY",null,100000,null,null,null,100000]
[null,"Replace telephones ",{"$nulls":4},20000,null,20000]
[null,"Correct drainage problems",null,34675,{"$nulls":4},34675]
[null,"Renovation including","BROOKER ELEMENTARY (FFF&E) (R&NC) ",2260255,{"$nulls":4},2260255]
[null,"Renovate AC",{"$nulls":6},0]
[null,"Repair roofing ",{"$nulls":6},0]
[null,"Replace fire alarm panel",{"$nulls":6},0]
[null,"Replace clrm floors",{"$nulls":6},0]
[null,"Replace ceiling/lights",{"$nulls":6},0]
[null,"Renovate intercom",{"$nulls":6},0]
[null,"Upgrade lift station",null,45000,{"$nulls":4},45000]
[null,"Replace telephones ",{"$nulls":6},0]
[null,"Replace boilers/piping",{"$nulls":6},0]
[null,"Remediate water intrusion",{"$nulls":6},0]
[null,"Renovation","BROWARD ELEMENTARY (FFF&E) ",null,null,1455096.6696600001,null,null,1455096.6696600001]
[null,"Moisture Intrusion",null,null,null,150000,null,null,150000]
[null,"Renovate HVAC",null,null,null,450000,null,null,450000]
[null,"Lintels (contracted)",null,40000,{"$nulls":4},40000]
[null,"Renovation including","BRYAN ELEMENTARY - PLANT CITY (FFF&E) ",{"$nulls":5},0]
[null,"Renovate AC",null,null,null,450000,null,null,450000]
[null,"Repair roofing",{"$nulls":6},0]
[null,"Replace clrm cabinets",{"$nulls":6},0]
[null,"Replace clrm floors",{"$nulls":6},0]
[null,"Replace ceiling/lights",null,null,null,90000,null,null,90000]
[null,"Replace fire alarm panel",null,100000,{"$nulls":4},100000]
[null,"Renovate intercom",null,null,null,75000,null,null,75000]
[null,"Remodel restrooms",{"$nulls":6},0]
[null,"Reroof administration",{"$nulls":6},0]
[null,"Replace telephones ",null,null,null,30000,null,null,30000]
[null,"Renovate AC","BUCKHORN ELEMENTARY (FFF&E) ",{"$nulls":5},0]
[null,"Reroof entire school",{"$nulls":6},0]
[null,"Renovation including",{"$nulls":6},0]
[null,"Replace fire alarm panel",{"$nulls":6},0]
[null,"Replace clrm floors",null,80000,{"$nulls":4},80000]
[null,"Replace ceiling/lights",{"$nulls":6},0]
[null,"Replace telephones ",null,null,null,20000,null,null,20000]
[null,"Repaint building",{"$nulls":6},0]
[null,"Renovation including","BURNEY-SIMMONS ",null,1289021,null,null,null,1289021]
[null,"Renovate AC",null,null,250000,null,null,null,250000]
[null,"Paint interior",null,null,40000,null,null,null,40000]
[null,"Reroof 2-story bldg",null,null,75000,null,null,null,75000]
[null,"Remodel restrooms",{"$nulls":6},0]
[null,"Replace doors/hardware",{"$nulls":6},0]
[null,"Paint exterior",{"$nulls":6},0]
[null,"Glazing/Hardware",null,10000,{"$nulls":4},10000]
[null,"Renovation/remodeling","CAHOON ELEMENTARY (FFF&E) ",null,null,3634762.9632599996,null,null,3634762.9632599996]
[null,"including",{"$nulls":6},0]
[null,"Renovate AC",{"$nulls":6},0]
[null,"Replace windows",{"$nulls":6},0]
[null,"Repair roofing",{"$nulls":6},0]
[null,"Replace fire alarm",null,null,null,125000,null,null,125000]
[null,"Replace classroom floors",{"$nulls":6},0]
[null,"Replace ceilings/lighting",{"$nulls":6},0]
[null,"Replace clrm cabinets",{"$nulls":6},0]
[null,"Renovate intercom",null,null,null,120000,null,null,120000]
[null,"Remodel restrooms",{"$nulls":6},0]
[null,"Replace telephones ",{"$nulls":6},0]
[null,"Repaint buildings",{"$nulls":6},0]
[null,"Renovate AC","CANNELLA ELEMENTARY",{"$nulls":5},0]
[null,"Renovate intercom",{"$nulls":6},0]
[null,"Replace telephones ",{"$nulls":6},0]
[null,"Repair structure",{"$nulls":6},0]
[null,"Drainage/water intru","CARROLLWOOD ELEMENTARY (1) ",null,null,null,3619407.95937,null,3619407.95937]
[null,"Renovation/Remodeling",{"$nulls":6},0]
[null,"Special Projects ",{"$nulls":6},0]
[null,"Replace fire alarm panel"," ",{"$nulls":5},0]
[null,"Replace classroom floors",{"$nulls":6},0]
[null,"Replace AC roof tops",{"$nulls":6},0]
[null,"Replace ceilings/lighting",{"$nulls":6},0]
[null,"Replace intercom",{"$nulls":6},0]
[null,"Paint entire school"," ",{"$nulls":5},0]
[null,"Replace telephones ",{"$nulls":6},0]
[null,"Replace telephones ","CHIARAMONTE ELEMENTARY (FFF&E)",null,null,20000,null,null,20000]
[null,"Replace fire alarm panel",null,null,null,7500,null,null,7500]
[null,"Doors (contracted)",null,40000,{"$nulls":4},40000]
[null,"Renovation including ","CITRUS PARK ELEMENTARY (FFF&E) ",null,null,2779979.57688,null,null,2779979.57688]
[null,"Special Projects ",{"$nulls":6},0]
[null,"Paint entire school",{"$nulls":6},0]
[null,"Renovate AC",{"$nulls":6},0]
[null,"Reroof entire school",null,null,null,268000,null,null,268000]
[null,"Replace clrm floors",{"$nulls":6},0]
[null,"Replace ceilings/lighting",{"$nulls":6},0]
[null,"Renovate intercom",null,null,null,75000,null,null,75000]
[null,"Replace telephones ",null,null,null,20000,null,null,20000]
[null,"Renovation including ","CLAIR-MEL ELEMENTARY (FFF&E) ",{"$nulls":5},0]
[null,"Renovate AC",null,280000,{"$nulls":4},280000]
[null,"Reroof entire school",{"$nulls":6},0]
[null,"Renovate fire alarm",{"$nulls":4},80000,null,80000]
[null,"Replace clrm floors",{"$nulls":6},0]
[null,"Replace ceilings/lighting",{"$nulls":6},0]
[null,"Renovate intercom",{"$nulls":4},75000,null,75000]
[null,"Replace telephones ",{"$nulls":4},30000,null,30000]
[null,"Repaint buildings ",{"$nulls":6},0]
[null,"Renovation including ","CLAYWELL ELEMENTARY (FFF&E) ",{"$nulls":5},0]
[null,"Renovate AC",{"$nulls":4},1040000,null,1040000]
[null,"Repair roofing",{"$nulls":6},0]
[null,"Replace clrm floors",{"$nulls":6},0]
[null,"Replace ceilings/lighting",{"$nulls":6},0]
[null,"Replace fire alarm panel",{"$nulls":4},7500,null,7500]
[null,"Replace telephones ",{"$nulls":4},3000,null,3000]
[null,"Resurface/add parking",{"$nulls":6},0]
[null,"Paint entire school",{"$nulls":6},0]
[null,"Renovate AC","CLEVELAND ELEMENTARY",360000,{"$nulls":4},360000]
[null,"Replace clrm floor covering",null,null,null,80827,null,null,80827]
[null,"Replace clrm cabinets",null,null,null,15000,null,null,15000]
[null,"Remediate water intrusion",{"$nulls":6},0]
[null,"Renovate intercom",null,null,null,75000,null,null,75000]
[null,"Replace telephones ",{"$nulls":6},0]
[null,"Paint entire school",null,65000,{"$nulls":4},65000]
[null,"Renovate intercom","COLSON ELEMENTARY",null,null,75000,null,null,75000]
[null,"Replace fire alarm panel",null,null,null,7500,null,null,7500]
[null,"Replace telephones ",null,null,null,15000,null,null,15000]
[null,"Renovation including","CORK ELEMENTARY (FFF&E) ",{"$nulls":5},0]
[null,"Special Projects ",{"$nulls":6},0]
[null,"Replace cvrd walkway",{"$nulls":6},0]
[null,"Renovate AC",{"$nulls":4},100000,null,100000]
[null,"Repair roofing",{"$nulls":6},0]
[null,"Renovate fire alarm",{"$nulls":6},0]
[null,"Replace clrm flooring",{"$nulls":4},20000,null,20000]
[null,"Replace ceilings/lighting",{"$nulls":6},0]
[null,"Renovate intercom",{"$nulls":6},0]
[null,"Replace doors/hardware",{"$nulls":6},0]
[null,"Replace telephones ",{"$nulls":6},0]
[null,"Upgrade lift station",null,45000,{"$nulls":4},45000]
[null,"Renovation including","CRESTWOOD ELEMENTARY (FFF&E) ",null,null,null,2933388.96417,null,2933388.96417]
[null,"Renovate AC",{"$nulls":6},0]
[null,"Repair roofing ",{"$nulls":6},0]
[null,"Replace fire alarm panel",{"$nulls":4},7500,null,7500]
[null,"Replace clrm flooring",{"$nulls":6},0]
[null,"Replace ceilings/lighting",{"$nulls":6},0]
[null,"Renovate intercom",{"$nulls":4},75000,null,75000]
[null,"Replace telephones ",{"$nulls":4},25000,null,25000]
[null,"Parking Lot (Sites)",null,90000,{"$nulls":4},90000]
[null,"Special Projects ",null,200000,{"$nulls":4},200000]
[null,"Replace telephones ","CYPRESS CREEK ELEMENTARY",null,null,null,30000,null,30000]
[null,"Paint exterior& coping replacement",{"$nulls":4},230000,null,230000]
[null,"Renovation/Remodeling","DESOTO ELEMENTARY (FFF&E)",{"$nulls":5},0]
[null,"including",{"$nulls":6},0]
[null,"Renovate AC",{"$nulls":5},130000,130000]
[null,"Reroof entire school",{"$nulls":6},0]
[null,"Replace clrm floors ",{"$nulls":6},0]
[null,"Replace ceilings/lighting",{"$nulls":6},0]
[null,"Renovate intercom",null,100000,{"$nulls":4},100000]
[null,"Replace telephones ",{"$nulls":5},20000,20000]
[null,"Renovation including","DICKENSON ELEMENTARY (FFF&E) ",{"$nulls":5},0]
[null,"Renovate AC",null,null,null,220000,null,null,220000]
[null,"Repair roofing ",{"$nulls":6},0]
[null,"Replace clrm floors ",{"$nulls":6},0]
[null,"Replace ceilings/lighting",{"$nulls":6},0]
[null,"Drainage project",{"$nulls":6},0]
[null,"Renovate intercom",null,null,null,75000,null,null,75000]
[null,"Replace telephones ",null,null,null,20000,null,null,20000]
[null,"Renovation including","DOVER ELEMENTARY (FFF&E) ",null,null,4118634.56004,null,null,4118634.56004]
[null,"Renovate AC",null,480000,{"$nulls":4},480000]
[null,"Repair roofing ",{"$nulls":6},0]
[null,"Replace fire alarm panel",null,null,null,75000,null,null,75000]
[null,"Replace clrm flooring",{"$nulls":6},0]
[null,"Replace ceilings/lighting",{"$nulls":6},0]
[null,"Replace intercom",null,null,null,75000,null,null,75000]
[null,"Upgrade lift station",{"$nulls":6},0]
[null,"Remodel restrooms",{"$nulls":6},0]
[null,"Replace telephones ",null,null,null,30000,null,null,30000]
[null,"Repaint buildings ",{"$nulls":6},0]
[null,"Renovate AC","DUNBAR ELEMENTARY",null,null,null,225000,null,225000]
[null,"Paint Interior & exterior",{"$nulls":4},140000,null,140000]
[null,"Replace canopy",null,40000,{"$nulls":4},40000]
[null,"Renovate intercom",{"$nulls":4},75000,null,75000]
[null,"Replace telephones ",{"$nulls":4},20000,null,20000]
[null,"Renovation including","EDISON ELEMENTARY (FFF&E) (R&NC) ",{"$nulls":5},0]
[null,"Renovate HVAC",{"$nulls":6},0]
[null,"Replace fire alarm",null,null,125000,null,null,null,125000]
[null,"Replace carpet w/tile",{"$nulls":6},0]
[null,"Replace intercom",null,null,null,120000,null,null,120000]
[null,"Replace clrm lighting",{"$nulls":6},0]
[null,"Reroof café ",{"$nulls":6},0]
[null,"Replace telephones ",null,null,30000,null,null,null,30000]
[null,"Renovation/Remodeling","EGYPT LAKE ELEMENTARY",null,2844049.9527,null,null,null,2844049.9527]
[null,"including",{"$nulls":6},0]
[null,"Drainage project",null,null,150000,null,null,null,150000]
[null,"Renovate AC",{"$nulls":6},0]
[null,"Repair roofing ",{"$nulls":6},0]
[null,"Replace fire alarm panel",null,null,7500,null,null,null,7500]
[null,"Replace clrm floors",{"$nulls":6},0]
[null,"Replace ceilings/lighting",{"$nulls":6},0]
[null,"Renovate intercom",null,null,75000,null,null,null,75000]
[null,"Paint entire school",{"$nulls":6},0]
[null,"Remodel restrooms",null,10000,{"$nulls":4},10000]
[null,"Replace telephones ",null,null,30000,null,null,null,30000]
[null,"Upgrade lift station",null,null,45000,null,null,null,45000]
[null,"Renovate intercom","ESSRIG ELEMENTARY",{"$nulls":5},0]
[null,"Replace telephones ",null,null,30000,null,null,null,30000]
[null,"Paint exterior & interior",{"$nulls":4},120000,null,120000]
[null,"Renovate intercom","FOLSOM ELEMENTARY ",{"$nulls":5},0]
[null,"Paint entire school",null,null,200000,null,null,null,200000]
[null,"Replace telephones ",{"$nulls":4},30000,null,30000]
[null,"Drainage project","FOREST HILLS ELEMENTARY",{"$nulls":5},0]
[null,"Renovate fire alarm",{"$nulls":4},20000,null,20000]
[null,"Renovate intercom",{"$nulls":6},0]
[null,"Replace telephones ",{"$nulls":6},0]
[null,"Renovation/Remodeling","FOSTER ELEMENTARY (FFF&E) ",null,null,null,4254097.33728,null,4254097.33728]
[null,"Special Projects ",{"$nulls":6},0]
[null,"Café/west building",{"$nulls":4},160000,null,160000]
[null,"Renovate AC - ESE",{"$nulls":6},0]
[null,"Repair roofing ",{"$nulls":6},0]
[null,"Renovate fire alarm",null,100000,null,null,20000,null,120000]
[null,"Replace clrm flooring",{"$nulls":6},0]
[null,"Replace ceilings/lighting",{"$nulls":6},0]
[null,"Renovate intercom",{"$nulls":6},0]
[null,"Paint entire school",{"$nulls":6},0]
[null,"Replace telephones ",{"$nulls":4},30000,null,30000]
[null,"Renovate fire alarm","GIBSONTON ELEMENTARY (1) (2) ",3689936,null,null,20000,null,3709936]
[null,"Renovate intercom",null,100000,{"$nulls":4},100000]
[null,"Replace telephones ",{"$nulls":4},30000,null,30000]
[null,"Replace remaining AC",{"$nulls":6},0]
[null,"Repair/paint wall","GORRIE ELEMENTARY",{"$nulls":5},0]
[null,"Renovate HVAC",{"$nulls":4},845000,null,845000]
[null,"Replace fire alarm",null,null,80000,null,null,null,80000]
[null,"Renovate intercom",{"$nulls":4},75000,null,75000]
[null,"Paint Interior & exterior",{"$nulls":4},150000,null,150000]
[null,"Replace telephones ",{"$nulls":4},20000,null,20000]
[null,"Renovation & Remodeling","GRADY ELEMENTARY (FFF&E)",null,null,2041195,null,null,2041195]
[null,"Special Projects ",{"$nulls":6},0]
[null,"Renovate AC",null,250000,{"$nulls":4},250000]
[null,"Repair roofing ",{"$nulls":6},0]
[null,"Renovate electrical",{"$nulls":6},0]
[null,"Replace clrm flooring",{"$nulls":6},0]
[null,"Replace ceilings/lighting",{"$nulls":6},0]
[null,"Replace intercom",null,null,null,75000,null,null,75000]
[null,"Paint entire school",null,80000,{"$nulls":4},80000]
[null,"Remodel restrooms",{"$nulls":6},0]
[null,"Replace telephones ",null,null,null,20000,null,null,20000]
[null,"Renovate AC","GRAHAM ELEMENTARY",null,65000,null,null,null,65000]
[null,"Interior painting ",null,null,70000,null,null,null,70000]
[null,"Replace clrm flooring",null,null,80800,null,null,null,80800]
[null,"Renovate intercom",null,null,75000,null,null,null,75000]
[null,"Reroof kitchen",null,null,28000,null,null,null,28000]
[null,"Replace telephones ",null,null,20000,null,null,null,20000]
[null,"Remediate water intrusion",null,299000,{"$nulls":4},299000]
[null,"Renovate intercom","HUNTERS GREEN ELEMENTARY",null,null,null,75000,null,75000]
[null,"Replace telephones ",{"$nulls":4},30000,null,30000]
[null,"Renovation/Remodeling","JACKSON ELEMENTARY (FFF&E) ",2680056,{"$nulls":4},2680056]
[null,"including",{"$nulls":6},0]
[null,"Renovate AC",{"$nulls":6},0]
[null,"Reroof Pod 1",{"$nulls":6},0]
[null,"Replace clrm cabinets",{"$nulls":6},0]
[null,"Replace canopy",{"$nulls":6},0]
[null,"Replace clrm flooring",{"$nulls":6},0]
[null,"Replace ceilings/lighting",{"$nulls":6},0]
[null,"Renovate intercom",{"$nulls":6},0]
[null,"Replace clrm lighting",{"$nulls":6},0]
[null,"Replace doors/hardware",{"$nulls":6},0]
[null,"Replace telephones ",{"$nulls":6},0]
[null,"Renovation/remodeling","KENLY ELEMENTARY (FFF&E) ",null,null,3311979.24552,null,null,3311979.24552]
[null,"including",{"$nulls":6},0]
[null,"Renovate AC Cafeteria",{"$nulls":6},0]
[null,"Reroof entire school",null,null,null,300000,null,null,300000]
[null,"Replace fire alarm",null,null,null,75000,null,null,75000]
[null,"Replace clrm floors",{"$nulls":6},0]
[null,"Replace ceilings/lighting",{"$nulls":6},0]
[null,"Replace clrm cabinets",null,null,null,15000,null,null,15000]
[null,"Renovate intercom",null,null,null,75000,null,null,75000]
[null,"Replace doors/hardware",null,25000,{"$nulls":4},25000]
[null,"Replace telephones ",null,null,null,30000,null,null,30000]
[null,"Replace fire alarm panel","KINGSWOOD ELEMENTARY (FFF&E) ",null,null,7500,null,null,7500]
[null,"Replace ceiling/lighting",null,null,null,80000,null,null,80000]
[null,"Renovate intercom",null,null,null,75000,null,null,75000]
[null,"Replace telephones ",null,null,null,20000,null,null,20000]
[null,"Renovation/Remodeling","KNIGHTS ELEMENTARY (FFF&E) ",null,null,4042397.09544,null,null,4042397.09544]
[null,"Paint exterior",null,null,null,100000,null,null,100000]
[null,"Renovate AC",{"$nulls":6},0]
[null,"Renovate fire alarm",null,null,null,20000,null,null,20000]
[null,"Replace clrm floors",null,null,null,80000,null,null,80000]
[null,"Replace ceilings/lighting",{"$nulls":6},0]
[null,"Replace telephones ",null,null,null,20000,null,null,20000]
[null,"Renovation/Remodeling","LAKE MAGDALENE ELEMENTARY",{"$nulls":5},0]
[null,"Renovate AC",{"$nulls":5},365000,365000]
[null,"Paint Interior & exterior",{"$nulls":6},0]
[null,"Reroof Kpod/media",{"$nulls":6},0]
[null,"Renovate intercom",{"$nulls":5},75000,75000]
[null,"Replace telephones ",{"$nulls":5},30000,30000]
[null,"Renovation/Remodeling","LANIER ELEMENTARY (FFF&E) ",null,null,2560768.94964,null,null,2560768.94964]
[null,"including",{"$nulls":6},0]
[null,"Renovate AC",{"$nulls":6},0]
[null,"Repair roofing ",{"$nulls":6},0]
[null,"Replace fire alarm panel",{"$nulls":6},0]
[null,"Replace clrm flooring",{"$nulls":6},0]
[null,"Replace ceiling/lighting",{"$nulls":6},0]
[null,"Replace canopy",{"$nulls":6},0]
[null,"Renovate intercom",{"$nulls":6},0]
[null,"Remodel restrooms",null,10000,{"$nulls":4},10000]
[null,"Replace telephones ",{"$nulls":6},0]
[null,"Special Projects ",null,120000,{"$nulls":4},120000]
[null,"Renovate AC","LEE ELEMENTARY",300000,{"$nulls":4},300000]
[null,"Paint interior",{"$nulls":4},70000,null,70000]
[null,"Replace flooring",{"$nulls":6},0]
[null,"Replace telephones ",{"$nulls":4},20000,null,20000]
[null,"Renovate AC","LEWIS ELEMENTARY",{"$nulls":5},0]
[null,"Renovate intercom",{"$nulls":4},75000,null,75000]
[null,"Replace telephones ",{"$nulls":4},30000,null,30000]
[null,"Renovation including","LIMONA ELEMENTARY (FFF&E) ",{"$nulls":5},0]
[null,"Renovate AC",{"$nulls":6},0]
[null,"Repair roofing ",{"$nulls":6},0]
[null,"Replace cabinets",null,null,null,160000,null,null,160000]
[null,"Replace clrm flooring",{"$nulls":6},0]
[null,"Replace ceiling/lighting",{"$nulls":6},0]
[null,"Renovate fire alarm",null,null,null,20000,null,null,20000]
[null,"Renovate intercom",null,null,null,75000,null,null,75000]
[null,"Resurface/add parking",{"$nulls":6},0]
[null,"Replace telephones ",null,null,null,30000,null,null,30000]
[null,"Renovate AC","LINCOLN ELEMENTARY",300000,{"$nulls":4},300000]
[null,"Renovate restrooms",{"$nulls":4},65000,null,65000]
[" ","Reroof pod 200",{"$nulls":6},0]
[null,"Replace telephones ",{"$nulls":4},20000,null,20000]
[null,"Renovate fire alarm","LITHIA SPRINGS ELEMENTARY",null,null,null,20000,null,20000]
[null,"Renovate intercom",{"$nulls":6},0]
[null,"Paint exterior ",null,100000,{"$nulls":4},100000]
[null,"Resurface parking",null,null,null,50000,null,null,50000]
[null,"Replace telephones ",{"$nulls":4},30000,null,30000]
[null,"Replace telephones ","LOCKHART ELEMENTARY",null,null,null,30000,null,30000]
[null,"Renovation including","LOMAX",{"$nulls":4},1538750,1538750]
[null,"Renovate HVAC",{"$nulls":5},400000,400000]
[null,"Replace boiler/piping",{"$nulls":5},96000,96000]
[null,"Replace clrm cabinets",{"$nulls":5},17500,17500]
[null,"Replace fire alarm panel",{"$nulls":5},7500,7500]
[null,"Reroof entire school",{"$nulls":5},150000,150000]
[null,"Renovate AC","LOPEZ ELEMENTARY",null,null,300000,null,null,300000]
[null,"Replace Flooring",{"$nulls":4},80000,null,80000]
[null,"Replace Lift Station",{"$nulls":4},50000,null,50000]
[null,"Renovate fire alarm",{"$nulls":4},75000,null,75000]
[null,"Replace telephones ",{"$nulls":4},30000,null,30000]
[null,"Replace clrm flooring","LOWRY ELEMENTARY",{"$nulls":5},0]
[null,"Renovate intercom",{"$nulls":6},0]
[null,"Paint entire school",{"$nulls":6},0]
[null,"Renovate AC",{"$nulls":6},0]
[null,"Renovation including","LUTZ ELEMENTARY (FFF&E) ",4030000,{"$nulls":4},4030000]
[null,"Renovate AC",{"$nulls":6},0]
[null,"Repair roofing ",{"$nulls":6},0]
[null,"Replace canopy",{"$nulls":6},0]
[null,"Replace fire alarm panel",{"$nulls":6},0]
[null,"Replace clrm flooring",{"$nulls":6},0]
[null,"Replace ceiling/lighting",{"$nulls":6},0]
[null,"Repair parking",{"$nulls":6},0]
[null,"Irrigation",{"$nulls":6},0]
[null,"Paint entire school",{"$nulls":6},0]
[null,"Replace telephones ",{"$nulls":6},0]
[null,"Renovation","MABRY ELEMENTARY (FFF&E) ",null,null,null,2794984.4926799997,null,2794984.4926799997]
[null,"Renovate AC",{"$nulls":6},0]
[null,"Repair roofing ",{"$nulls":6},0]
[{"$nulls":8},0]
[null,"Resurface/add parking",{"$nulls":6},0]
[null,"Replace fencing",{"$nulls":6},0]
[null,"Replace fire alarm panel",{"$nulls":6},0]
[null,"Replace clrm flooring",{"$nulls":6},0]
[null,"Replace ceiling/lighting",{"$nulls":6},0]
[null,"Renovate intercom",{"$nulls":6},0]
[null,"Replace telephones ",{"$nulls":6},0]
[null,"Renovate AC","MANGO ELEMENTARY",null,30000,null,null,null,30000]
[null,"Paint entire school",null,110000,{"$nulls":4},110000]
[null,"Renovate fire alarm",null,null,null,20000,null,null,20000]
[null,"Renovate intercom",null,null,null,75000,null,null,75000]
[null,"Replace doors/hardware",{"$nulls":6},0]
[null,"Reroof two pods",null,74000,{"$nulls":4},74000]
[null,"Replace telephones ",null,null,null,20000,null,null,20000]
[null,"Renovate AC","MANHATTAN ELEMENTARY",{"$nulls":5},0]
[null,"Replace clrm cabinets",{"$nulls":6},0]
[null,"Renovate intercom",{"$nulls":6},0]
[null,"Replace clrm lighting",{"$nulls":6},0]
[null,"Renovate PA system",{"$nulls":6},0]
[null,"Remodel restrooms",null,10000,{"$nulls":4},10000]
[null,"Reroof entire school",null,null,null,300000,null,null,300000]
[null,"Replace telephones ",null,null,null,20000,null,null,20000]
[null,"Renovate fire alarm","MANISCALCO ELEMENTARY",null,null,null,20000,null,20000]
[null,"Paint interior & exterior",{"$nulls":4},150000,null,150000]
[null,"Renovate intercom",{"$nulls":6},0]
[null,"Reroof entire school",{"$nulls":6},0]
[null,"Replace telephones ",{"$nulls":4},30000,null,30000]
[null,"Renovation including","MCDONALD ELEMENTARY (FFF&E) ",null,null,2764962.18372,null,null,2764962.18372]
[null,"Renovate AC",null,320000,{"$nulls":4},320000]
[null,"Repair roofing ",{"$nulls":6},0]
[null,"Replace fire alarm panel",null,null,null,7500,null,null,7500]
[null,"Replace clrm flooring",{"$nulls":6},0]
[null,"Replace ceiling/lighting",{"$nulls":6},0]
[null,"Replace intercom",null,null,null,75000,null,null,75000]
[null,"Replace telephones ",null,null,null,20000,null,null,20000]
[null,"Renovation including","MENDENHALL ELEMENTARY (FFF&E) ",null,null,2857968.7323,null,null,2857968.7323]
[null,"Renovate AC",{"$nulls":6},0]
[null,"Repair roofing ",{"$nulls":6},0]
[null,"Paint covered walkway",{"$nulls":6},0]
[null,"Replace canopy",{"$nulls":6},0]
[null,"Replace fire alarm panel",{"$nulls":6},0]
[null,"Replace clrm flooring",{"$nulls":6},0]
[null,"Replace ceiling/lighting",{"$nulls":6},0]
[null,"Paint entire school",{"$nulls":6},0]
[null,"Replace telephones ",{"$nulls":6},0]
[null,"Renovation & Remodeling","MILES ELEMENTARY",{"$nulls":5},0]
[null,"Renovate AC",null,260000,{"$nulls":4},260000]
[null,"Replace fire alarm panel",{"$nulls":5},7500,7500]
[null,"Renovate intercom",{"$nulls":5},75000,75000]
[null,"Upgrade lift station",{"$nulls":5},45000,45000]
[null,"Replace doors/hardware",null,15000,{"$nulls":4},15000]
[null,"Replace telephones ",{"$nulls":5},20000,20000]
[null,"Drainage project","MINTZ ELEMENTARY",{"$nulls":5},0]
[null,"Renovate fire alarm",{"$nulls":6},0]
[null,"Renovate telephones",{"$nulls":4},30000,null,30000]
[null,"Renovate intercom",{"$nulls":4},75000,null,75000]
[null,"Renovate HVAC","MITCHELL ELEMENTARY",null,null,null,600000,null,600000]
[null,"Renovate intercom",{"$nulls":4},75000,null,75000]
[null,"Replace clrm cabinets",{"$nulls":4},15000,null,15000]
[null,"Replace fire alarm panel",{"$nulls":4},7500,null,7500]
[null,"Replace telephones ",{"$nulls":4},20000,null,20000]
[null,"Renovation/Remodeling","MORGAN WOODS ELEMENTARY (FFF&E) ",{"$nulls":5},0]
[null,"including",{"$nulls":6},0]
[null,"Paint entire school",{"$nulls":6},0]
[null,"Drainage project",{"$nulls":6},0]
[null,"Renovate AC",{"$nulls":6},0]
[null,"Repair roofing ",{"$nulls":6},0]
[null,"Replace clrm flooring",{"$nulls":6},0]
[null,"Replace ceiling/lighting",{"$nulls":6},0]
[null,"Renovate intercom",null,null,null,75000,null,null,75000]
[null,"Replace telephones ",null,null,null,20000,null,null,20000]
[null,"Special Projects ",null,100000,{"$nulls":4},100000]
[null,"Renovation including","MORT ELEMENTARY (FFF&E) ",null,null,4062041.29848,null,null,4062041.29848]
[null,"Renovate AC",null,600000,{"$nulls":4},600000]
[null,"Repair roofing ",{"$nulls":6},0]
[null,"Drainage project",{"$nulls":6},0]
[null,"Repair roofing ",{"$nulls":6},0]
[null,"Replace clrm flooring",{"$nulls":6},0]
[null,"Replace ceiling/lighting",{"$nulls":6},0]
[null,"Renovate intercom",null,null,null,75000,null,null,75000]
[null,"Upgrade lift station",null,null,null,45000,null,null,45000]
[null,"Replace clrm lighting",{"$nulls":6},0]
[null,"Replace telephones ",null,15000,null,30000,null,null,45000]
[null,"Repair Doors",null,60000,{"$nulls":4},60000]
[null,"Special Projects ",null,60000,{"$nulls":4},60000]
[null,"Renovate intercom","NORTHWEST ELEMENTARY",{"$nulls":5},0]
[null,"Paint interior & exterior",{"$nulls":4},150000,null,150000]
[null,"Replace roof flashing",null,null,100000,null,null,null,100000]
[null,"Replace telephones ",{"$nulls":4},20000,null,20000]
[null,"Renovate AC","OAK PARK ELEMENTARY",{"$nulls":5},0]
[null,"Replace clrm flooring",{"$nulls":6},0]
[null,"Replace telephones ",{"$nulls":4},30000,null,30000]
[null,"Remediate water intrusion",{"$nulls":6},0]
[null,"Renovation/Remodeling","PALM RIVER ELEMENTARY (FFF&E) ",null,null,null,4445536,null,4445536]
[null,"Special Projects ",{"$nulls":6},0]
[null,"Renovate AC",null,360000,{"$nulls":4},360000]
[null,"Repair roofing ",{"$nulls":6},0]
[null,"Renovate fire alarm",{"$nulls":6},0]
[null,"Replace clrm flooring",{"$nulls":6},0]
[null,"Replace ceiling/lighting",{"$nulls":6},0]
[null,"Renovate intercom",{"$nulls":6},0]
[null,"Upgrade lift station",{"$nulls":6},0]
[null,"Remodel restrooms",{"$nulls":6},0]
[null,"Replace telephones ",{"$nulls":6},0]
[null,"Renovation including","PINECREST ELEMENTARY (FFF&E) ",null,null,3216299,null,null,3216299]
[null,"Renovate AC",{"$nulls":6},0]
[null,"Repair roofing ",{"$nulls":6},0]
[null,"Renovate fire alarm",{"$nulls":6},0]
[null,"Replace clrm flooring",{"$nulls":6},0]
[null,"Replace ceiling/lighting",{"$nulls":6},0]
[null,"Renovate intercom",{"$nulls":6},0]
[null,"Upgrade lift station",null,45000,{"$nulls":4},45000]
[null,"Resurface parking",{"$nulls":6},0]
[null,"Reroof pod",{"$nulls":6},0]
[null,"Replace telephones ",{"$nulls":6},0]
[null,"Renovation including","POTTER ELEMENTARY",{"$nulls":4},2044100,2044100]
[null,"Renovate intercom",{"$nulls":6},0]
[null,"Renovate AC",{"$nulls":6},0]
[null,"Replace telephones ",{"$nulls":6},0]
[null,"Reroofing","RIVERHILLS ELEMENTARY",{"$nulls":5},0]
[null,"Renovation including","RIVERVIEW ELEMENTARY (FFF&E) ",null,null,2568196.00482,null,null,2568196.00482]
[null,"Renovate AC",null,null,null,480000,null,null,480000]
[null,"Repair roofing ",null,70000,{"$nulls":4},70000]
[null,"Renovate fire alarm",null,null,null,20000,null,null,20000]
[null,"Replace clrm flooring",{"$nulls":6},0]
[null,"Replace ceiling/lighting",null,84675,{"$nulls":4},84675]
[null,"Replace telephones ",null,null,null,20000,null,null,20000]
[null,"Paint building",{"$nulls":6},0]
[null,"Renovate facility","ROBLES ELEMENTARY",2811784,{"$nulls":4},2811784]
[null,"Replace clrm cabinets",{"$nulls":6},0]
[null,"Replace canopy",{"$nulls":6},0]
[null,"Replace fire alarm    ",null,null,null,75000,null,null,75000]
[null,"Renovate HVAC",{"$nulls":6},0]
[null,"Replace intercom",null,null,null,75000,null,null,75000]
[null,"Replace clrm lighting",{"$nulls":6},0]
[null,"Reroof entire school",{"$nulls":6},0]
[null,"Replace telephones ",null,null,null,30000,null,null,30000]
[null,"Renovate AC","ROOSEVELT ELEMENTARY",null,300000,null,null,null,300000]
[null,"Replace fire alarm panel",null,null,null,7500,null,null,7500]
[null,"Replace clrm flooring",{"$nulls":6},0]
[null,"Renovate intercom",null,null,null,75000,null,null,75000]
[null,"Replace clrm lighting",null,null,67740,null,null,null,67740]
[null,"Paint entire school",null,null,150000,null,null,null,150000]
[null,"Reroof auditorium",null,null,80000,null,null,null,80000]
[null,"Replace telephones ",null,null,null,20000,null,null,20000]
[null,"Renovation & Remodeling","RUSKIN ELEMENTARY",{"$nulls":4},2749205,2749205]
[null,"Replace clrm flooring",{"$nulls":6},0]
[null,"Replace Roof ",{"$nulls":6},0]
[null,"Special Projects ",{"$nulls":6},0]
[null,"Renovate intercom",{"$nulls":6},0]
[null,"Upgrade lift station 1",null,45000,{"$nulls":4},45000]
[null,"Upgrade lift station 2",null,45000,{"$nulls":4},45000]
[null,"Paint entire school",{"$nulls":6},0]
[null,"Replace telephones ",{"$nulls":6},0]
[null,"Renovate intercom","SCHWARZKOPF ELEMENTARY",null,null,null,75000,null,75000]
[null,"Replace telephones ",{"$nulls":4},20000,null,20000]
[null,"Renovate fire alarm","SEMINOLE ELEMENTARY",null,null,null,20000,null,20000]
[null,"Renovate HVAC",{"$nulls":4},600000,null,600000]
[null,"Renovate intercom",{"$nulls":4},75000,null,75000]
[null,"Replace telephones ",{"$nulls":4},30000,null,30000]
[null,"Renovation/Remodeling","SHAW ELEMENTARY (FFF&E)  ",null,null,4981648.5246,null,null,4981648.5246]
[null,"including",{"$nulls":6},0]
[null,"Moisture intrusion",{"$nulls":6},0]
[null,"Replace lift station",{"$nulls":6},0]
[null,"Renovate AC",{"$nulls":6},0]
[null,"Reroof pod 800/900",{"$nulls":6},0]
[null,"Replace fire alarm panel",{"$nulls":6},0]
[null,"Renovate intercom",{"$nulls":6},0]
[null,"Replace telephones ",null,30000,{"$nulls":4},30000]
[null,"Renovate fire alarm","SHORE ELEMENTARY",null,null,null,20000,null,20000]
[null,"Paint entire school",null,null,150000,null,null,null,150000]
[null,"Reroof admin bldg",{"$nulls":6},0]
[null,"Replace telephones ",{"$nulls":4},20000,null,20000]
[null,"Remediate water intrusion",null,null,299000,null,null,null,299000]
[null,"Replace windows bldg 1",{"$nulls":6},0]
[null,"Renovation including","SPRINGHEAD ELEMENTARY (FFF&E) ",null,null,2077274.08482,null,null,2077274.08482]
[null,"Replace blackboards",null,null,null,50000,null,null,50000]
[null,"Special Projects ",{"$nulls":6},0]
[null,"Renovate AC",{"$nulls":6},0]
[null,"Renovate HVAC",null,null,null,440000,null,null,440000]
[null,"Replace clrm flooring",{"$nulls":6},0]
[null,"Replace ceiling/lighting",{"$nulls":6},0]
[" ","Renovate intercom",null,null,null,75000,null,null,75000]
[null,"Upgrade lift station",null,null,null,45000,null,null,45000]
[null,"Replace telephones ",null,null,null,20000,null,null,20000]
[null,"Renovation ","SULPHUR SPRINGS ELEMENTARY   ",{"$nulls":5},0]
[null,"Renovate AC",{"$nulls":6},0]
[null,"Renovate fire alarm",{"$nulls":4},20000,null,20000]
[null,"Renovate intercom",{"$nulls":6},0]
[null,"Replace telephones ",{"$nulls":4},30000,null,30000]
[null,"Replace clrm flooring","SUMMERFIELD ELEMENTARY",{"$nulls":5},0]
[null,"Replace telephones ",{"$nulls":4},20000,null,20000]
[null,"Renovate AC","TAMPA BAY BOULEVARD  ELEMENTARY",397975,{"$nulls":4},397975]
[null,"Water proofing ",null,60000,{"$nulls":4},60000]
[null,"Replace fire alarm",{"$nulls":6},0]
[null,"Renovate intercom",null,null,75000,null,null,null,75000]
[null,"Replace telephones ",null,null,30000,null,null,null,30000]
[null,"Special Projects",null,96000,{"$nulls":4},96000]
[null,"Renovate fire alarm","TAMPA PALMS ELEMENTARY",null,null,null,75000,null,75000]
[null,"Replace flooring",null,60000,{"$nulls":4},60000]
[null,"Renovate intercom",{"$nulls":6},0]
[null,"Paint entire school",{"$nulls":6},0]
[null,"Replace telephones ",{"$nulls":4},30000,null,30000]
[null,"Remediate water intrusion",null,null,null,349000,null,null,349000]
[null,"Renovate AC","TEMPLE TERRACE ELEMENTARY",600000,{"$nulls":4},600000]
[null,"Reroofing",{"$nulls":4},200000,null,200000]
[null,"Renovate fire alarm",{"$nulls":4},20000,null,20000]
[null,"Renovate intercom",{"$nulls":4},75000,null,75000]
[null,"Remodel restrooms",{"$nulls":6},0]
[null,"Replace telephones ",{"$nulls":4},30000,null,30000]
[null,"Special Projects",null,80000,{"$nulls":4},80000]
[null,"Replace boilers/piping","THONOTOSASSA ELEMENTARY (FFF&E) ",null,null,2063685.79164,null,null,2063685.79164]
[null,"Renovation including",{"$nulls":6},0]
[null,"Renovate AC",null,null,null,360000,null,null,360000]
[null,"Repair roofing ",{"$nulls":6},0]
[null,"Replace clrm flooring",{"$nulls":6},0]
[null,"Replace ceiling/lighting",{"$nulls":6},0]
[null,"Replace fire alarm panel",null,null,null,7500,null,null,7500]
[null,"Renovate intercom",null,null,null,75000,null,null,75000]
[null,"Upgrade lift station",null,null,null,45000,null,null,45000]
[null,"Replace telephones ",null,null,null,20000,null,null,20000]
[null,"Renovation including","TINKER ELEMENTARY (FFF&E) ",{"$nulls":5},0]
[null,"Special Projects ",{"$nulls":6},0]
[null,"Renovate AC",{"$nulls":6},0]
[null,"Repair roofing ",{"$nulls":6},0]
[null,"Replace clrm lighting",{"$nulls":6},0]
[null,"Replace ceiling/lighting",{"$nulls":6},0]
[null,"Paint entire school",{"$nulls":4},100000,null,100000]
[null,"Replace telephones ",{"$nulls":4},20000,null,20000]
[null,"Renovation including","TOWN & COUNTRY ELEMENTARY (FFF&E) ",300000,null,null,3343206.8930699998,null,3643206.8930699998]
[null,"Special Projects",{"$nulls":6},0]
[null,"Renovate all restrooms",{"$nulls":6},0]
[null,"Paint entire school",{"$nulls":6},0]
[null,"Renovate AC",{"$nulls":6},0]
[null,"Repair roofing ",{"$nulls":6},0]
[null,"Replace clrm flooring",{"$nulls":6},0]
[null,"Replace ceiling/lighting",{"$nulls":6},0]
[null,"Renovate fire alarm",null,null,80000,null,null,null,80000]
[null,"Renovate intercom",null,null,75000,null,null,null,75000]
[null,"Replace telephones ",null,null,30000,null,null,null,30000]
[null,"Renovate AC","TRAPNELL ELEMENTARY",290000,null,null,360000,null,650000]
[null,"Replace clrm cabinets",{"$nulls":6},0]
[null,"Replace media flooring",{"$nulls":6},0]
[null,"Renovate fire alarm",null,null,50000,null,null,null,50000]
[null,"Renovate intercom",null,null,75000,null,null,null,75000]
[null,"Replace telephones ",{"$nulls":6},0]
[null,"Replace telephones ","TWIN LAKES ELEMENTARY",null,null,null,30000,null,30000]
[null,"Renovate fire alarm","VALRICO ELEMENTARY",null,null,null,20000,null,20000]
[null,"Replace telephones ",{"$nulls":4},30000,null,30000]
[null,"Replace telephones ","WALDEN LAKE ELEMENTARY",null,null,null,20000,null,20000]
[null,"Renovate AC","WEST TAMPA ELEMENTARY",null,50000,null,null,null,50000]
[null,"Drainage project",{"$nulls":6},0]
[null,"Replace clrm flooring",{"$nulls":6},0]
[null,"Renovate intercom",null,null,null,75000,null,null,75000]
[null,"Replace telephones ",null,null,null,30000,null,null,30000]
[null,"Renovation & Remodeling","WESTSHORE ELEMENTARY",{"$nulls":5},0]
[null,"Replace clrm cabinets",{"$nulls":6},0]
[null,"Special Projects",{"$nulls":6},0]
[null,"Renovate fire alarm",{"$nulls":6},0]
[null,"Replace clrm lighting",{"$nulls":6},0]
[null,"Replace telephones ",{"$nulls":6},0]
[null,"Renovate HVAC",{"$nulls":4},885000,null,885000]
[null,"Remediate water intrusion",{"$nulls":6},0]
[null,"Renovate AC","WILSON ELEMENTARY",30000,null,null,220000,null,250000]
[null,"Replace clrm cabinets",{"$nulls":6},0]
[null,"Renovate fire alarm",null,null,20000,null,null,null,20000]
[null,"Replace clrm lighting",null,null,75000,null,null,null,75000]
[null,"Reroof café ",{"$nulls":6},0]
[null,"Replace Carpet   ",{"$nulls":4},20000,null,20000]
[null,"Replace Chalkboards",{"$nulls":4},15000,null,15000]
[null,"Replace telephones ",null,null,20000,null,null,null,20000]
[null,"Renovation including","WIMAUMA ELEMENTARY",null,null,2673967.8800999997,null,null,2673967.8800999997]
[null,"Renovate AC",{"$nulls":6},0]
[null,"Repair roofing ",{"$nulls":6},0]
[null,"Replace fire alarm panel",null,null,null,7500,null,null,7500]
[null,"Replace clrm flooring",{"$nulls":6},0]
[null,"Replace ceiling/lighting",{"$nulls":6},0]
[null,"Replace canopy",{"$nulls":6},0]
[null,"Renovate intercom",null,null,null,75000,null,null,75000]
[null,"Upgrade lift station",null,null,null,45000,null,null,45000]
[null,"Remodel restrooms",{"$nulls":6},0]
[null,"Replace telephones ",null,null,null,30000,null,null,30000]
[null,"Renovation in process","WITTER ELEMENTARY",1786973,{"$nulls":4},1786973]
[null,"Renovation including","WOODBRIDGE ELEMENTARY (FFF&E) ",null,null,2872028.5044,null,null,2872028.5044]
[null,"Replace lift station",{"$nulls":6},0]
[null,"Renovate AC",{"$nulls":6},0]
[null,"Replace fire alarm panel",{"$nulls":6},0]
[null,"Replace clrm flooring",{"$nulls":6},0]
[null,"Replace ceiling/lighting",{"$nulls":6},0]
[null,"Renovate intercom",{"$nulls":6},0]
[null,"Replace telephones ",{"$nulls":6},0]
[null,"Renovate AC","YATES ELEMENTARY",{"$nulls":5},0]
[null,"Paint interior & exterior",{"$nulls":4},100000,null,100000]
[null,"Renovate fire alarm",{"$nulls":4},25000,null,25000]
[null,"Replace clrm flooring",{"$nulls":6},0]
[null,"Replace intercom",{"$nulls":4},75000,null,75000]
[null,"Replace telephones ",{"$nulls":4},20000,null,20000]
[null,null,"MIDDLE SCHOOLS"]
[null,"Renovation & Remodeling","ADAMS  MIDDLE (FFF&E) ",null,null,5580521,null,null,5580521]
[null,"Renovate AC",{"$nulls":6},0]
[null,"Repair athletic field",null,50000,{"$nulls":4},50000]
[null,"for middle school including",{"$nulls":6},0]
[null,"Repair roofing",{"$nulls":6},0]
[null,"Replace clrm flooring",{"$nulls":6},0]
[null,"Replace ceilings/lighting",{"$nulls":6},0]
[null,"Renovate intercom",null,null,null,120000,null,null,120000]
[null,"Paint entire school",{"$nulls":6},0]
[null,"Remodel restrooms",{"$nulls":6},0]
[null,"Fencing",{"$nulls":6},0]
[null,"Replace metal gates",{"$nulls":6},0]
[null,"Resurface track",{"$nulls":6},0]
[null,"Replace telephones",{"$nulls":6},0]
[null,"Replace telephones",{"$nulls":6},0]
[null,"Renovation/Remodeling","BUCHANAN MIDDLE (FFF&E) ",7609658,{"$nulls":4},7609658]
[null,"for middle school including",{"$nulls":6},0]
[null,"Renovate AC",{"$nulls":6},0]
[null,"Repair roofing",{"$nulls":6},0]
[null,"Replace clrm flooring",{"$nulls":6},0]
[null,"Replace ceilings/lighting",{"$nulls":6},0]
[null,"Renovate fire alarm",{"$nulls":6},0]
[null,"Renovate intercom",{"$nulls":6},0]
[null,"Repair hallway lockers",{"$nulls":6},0]
[null,"Paint entire school",{"$nulls":6},0]
[null,"Fencing",{"$nulls":6},0]
[null,"Resurface track",{"$nulls":6},0]
[null,"Replace telephones",{"$nulls":6},0]
[null,"Drainage",{"$nulls":6},0]
[null,"Renovate AC","BURNS MIDDLE ",{"$nulls":5},0]
[null,"Special Projects ",{"$nulls":6},0]
[null,"Resurface track",{"$nulls":4},20000,null,20000]
[null,"Renovate fire alarm","DOWDELL MIDDLE ",null,125000,null,null,null,125000]
[null,"Replace telephones",null,30000,{"$nulls":4},30000]
[null,"Renovation/Remodeling","EISENHOWER MIDDLE (FFF&E) ",{"$nulls":5},0]
[null,"for middle school including",{"$nulls":6},0]
[null,"Renovate AC",{"$nulls":4},500000,null,500000]
[null,"Repair roofing",{"$nulls":6},0]
[null,"Replace fire alarm",{"$nulls":6},0]
[null,"Replace clrm flooring",{"$nulls":6},0]
[null,"Replace ceilings/lighting",{"$nulls":6},0]
[null,"Renovate intercom",{"$nulls":6},0]
[null,"Paint entire school",{"$nulls":6},0]
[null,"Replace telephones",{"$nulls":6},0]
[null,"Renovate fire alarm","FERRELL MIDDLE",50000,{"$nulls":4},50000]
[null,"Renovate/remodel",{"$nulls":6},0]
[null,"Renovate intercom",null,null,30000,null,null,null,30000]
[null,"Paint entire school",null,null,150000,null,null,null,150000]
[null,"Replace telephones",null,30000,{"$nulls":4},30000]
[null,"Renovation/Remodeling","FRANKLIN MIDDLE (FFF&E) ",{"$nulls":5},0]
[null,"for middle school including",{"$nulls":6},0]
[null,"Special Projects ",{"$nulls":6},0]
[null,"Renovate AC",{"$nulls":6},0]
[null,"Repair roofing",{"$nulls":6},0]
[null,"Replace boilers/piping",{"$nulls":6},0]
[null,"Replace fire alarm panel",{"$nulls":6},0]
[null,"Replace clrm flooring",{"$nulls":6},0]
[null,"Replace ceilings/lighting",{"$nulls":6},0]
[null,"Renovate intercom",{"$nulls":6},0]
[null,"Remodel restrooms",{"$nulls":6},0]
[null,"Replace telephones",null,30000,{"$nulls":4},30000]
[null,"Renovation/Remodeling","GRECO MIDDLE (FFF&E) (R&NC) ",null,null,null,6995077.09125,null,6995077.09125]
[null,"for middle school including",{"$nulls":6},0]
[null,"Paint exterior",{"$nulls":6},0]
[null,"Replace tower",{"$nulls":6},0]
[null,"Renovate AC",{"$nulls":6},0]
[null,"Repair roofing",{"$nulls":6},0]
[null,"Replace clrm flooring",{"$nulls":6},0]
[null,"Replace ceilings/lighting",{"$nulls":6},0]
[null,"Renovate intercom",{"$nulls":6},0]
[null,"Replace telephones",null,30000,{"$nulls":4},30000]
[null,"Resurface track",{"$nulls":6},0]
[null,"Renovation including","HILL MIDDLE (FFF&E) ",{"$nulls":5},0]
[null,"Special Projects ",{"$nulls":6},0]
[null,"Paving, drainage",{"$nulls":6},0]
[null,"Renovate AC",{"$nulls":6},0]
[null,"Repair roofing",{"$nulls":6},0]
[null,"Replace clrm flooring",{"$nulls":6},0]
[null,"Replace ceilings/lighting",{"$nulls":6},0]
[null,"Irrigation",{"$nulls":6},0]
[null,"Paint entire school",null,100000,{"$nulls":4},100000]
[null,"Renovation/Remodeling","MADISON MIDDLE (FFF&E) ",4909658,{"$nulls":4},4909658]
[null,"for middle school including",{"$nulls":6},0]
[null,"Resurface track",{"$nulls":6},0]
[null,"Renovate AC",{"$nulls":6},0]
[null,"Repair roofing",{"$nulls":6},0]
[null,"Renovate fire alarm",{"$nulls":6},0]
[null,"Replace clrm flooring",{"$nulls":6},0]
[null,"Replace ceilings/lighting",{"$nulls":6},0]
[null,"Replace clrm cabinets",{"$nulls":6},0]
[null,"Irrigation",{"$nulls":6},0]
[null,"Repair hallway lockers",{"$nulls":6},0]
[null,"Renovation/Remodeling","MANN MIDDLE",null,null,null,4329447,null,4329447]
[null,"Special Projects ",null,40000,{"$nulls":4},40000]
[null,"Replace covered walkways",{"$nulls":4},250000,null,250000]
[null,"Replace boilers/piping",{"$nulls":6},0]
[null,"Replace clrm flooring",null,150000,{"$nulls":4},150000]
[null,"Paint entire school",{"$nulls":6},0]
[null,"Replace fire alarm",{"$nulls":4},125000,null,125000]
[null,"Renovate AC",{"$nulls":6},0]
[null,"Repair roofing",{"$nulls":6},0]
[null,"Replace ceilings/lighting",{"$nulls":6},0]
[null,"Renovate intercom",{"$nulls":4},120000,null,120000]
[null,"Replace telephones",null,30000,{"$nulls":4},30000]
[null,"Replace telephones","MARSHALL MIDDLE ",30000,{"$nulls":4},30000]
[null,"Replace boilers/piping",null,null,null,25000,null,null,25000]
[null,"Renovation & Remodeling","MCLANE MIDDLE ",{"$nulls":5},0]
[null,"Reno HVAC (old bldg)",{"$nulls":5},1000000,1000000]
[null,"Replace boilers/piping",{"$nulls":5},25000,25000]
[null,"Replace fire alarm",{"$nulls":5},125000,125000]
[null,"Renovate intercom",{"$nulls":5},120000,120000]
[null,"Remodel restrooms",{"$nulls":5},20000,20000]
[null,"Reroof music/PE",null,160000,{"$nulls":4},160000]
[null,"Replace telephones",null,30000,{"$nulls":4},30000]
[null,"Replace telephones","MONROE MIDDLE ",30000,{"$nulls":4},30000]
[null,"Paint interior & exterior",{"$nulls":4},170000,null,170000]
[null,"Remodeling/Renovation","PIERCE MIDDLE (FFF&E)",4860293,{"$nulls":4},4860293]
[null,"Renovate fire alarm","PROGRESS VILLAGE MIDDLE ",null,null,null,25000,null,25000]
[null,"Replace telephones",null,30000,{"$nulls":4},30000]
[null,"Renovate intercom","ROLAND PARK MIDDLE",null,null,null,120000,null,120000]
[null,"Replace telephones",{"$nulls":4},30000,null,30000]
[null,"Renovate restrooms","SLIGH MIDDLE",null,null,null,60000,null,60000]
[null,"Replace telephones",null,30000,{"$nulls":4},30000]
[null,"Renovate fire alarm","STEWART MIDDLE ",null,null,null,25000,null,25000]
[null,"Renovate intercom",{"$nulls":4},120000,null,120000]
[null,"Replace telephones",null,30000,{"$nulls":4},30000]
[null,"Renovation in process","TOMLIN MIDDLE SCHOOL ",5288942,{"$nulls":4},5288942]
[null,"Remodel Building 11","TURKEY CREEK MIDDLE",1172514,{"$nulls":4},1172514]
[null,"Replace boilers/piping",null,null,null,30000,null,null,30000]
[null,"Replace telephones",null,30000,{"$nulls":4},30000]
[null,"Remodel  inteior",null,40000,{"$nulls":4},40000]
[null,"Remediate water intrusion",null,40000,{"$nulls":4},40000]
[null,"Renovation/Remodeling","VAN BUREN MIDDLE (FFF&E) ",null,null,null,6533428,null,6533428]
[null,"Replace telephones",null,30000,{"$nulls":4},30000]
[null,"Renovation & Remodeling","WASHINGTON MIDDLE (BOOKER T.)",{"$nulls":4},3298903,3298903]
[null,"for use as an Elementary",{"$nulls":6},0]
[null,"Renovate fire alarm",{"$nulls":5},30000,30000]
[null,"Replace intercom ",{"$nulls":5},120000,120000]
[null,"Replace telephones",null,30000,{"$nulls":4},30000]
[null,"Renovation/Remodeling","WEBB MIDDLE (FFF&E) ",null,null,6351068,null,null,6351068]
[null,"Special Projects ",null,100000,{"$nulls":4},100000]
[null,"Renovate AC",null,540285,{"$nulls":4},540285]
[null,"Replace clrm flooring",null,60000,{"$nulls":4},60000]
[null,"Replace ceilings/lighting",null,84675,{"$nulls":4},84675]
[null,"Renovate intercom",null,null,null,125000,null,null,125000]
[null,"Replace telephones",null,30000,{"$nulls":4},30000]
[null,"New Lockers(Contracted)",null,64000,{"$nulls":4},64000]
[null,"Replace telephones","WILLIAMS MIDDLE ",null,null,null,30000,null,30000]
[null,"Renovate AC","WILSON MIDDLE ",840000,{"$nulls":4},840000]
[null,"Replace fire alarm ",null,100000,{"$nulls":4},100000]
[null,"Replace clrm flooring",null,null,110800,null,null,null,110800]
[null,"Replace clrm lighting",null,null,67740,null,null,null,67740]
[null,"Renovate PA system",null,null,20000,null,null,null,20000]
[null,"Replace doors/hardware",null,10000,{"$nulls":4},10000]
[null,"Replace telephones",null,30000,{"$nulls":4},30000]
[null,"Replace telephones","YOUNG MIDDLE",null,null,null,30000,null,30000]
[null,null,"HIGH SCHOOLS"]
[null,"Renovate fire alarm","ARMWOOD HIGH",null,null,null,175000,null,175000]
[null,"Renovate AC",{"$nulls":4},250000,null,250000]
[null,"Renovate intercom",{"$nulls":4},175000,null,175000]
[null,"Replace softball & baseball turf",null,null,128333,null,null,null,128333]
[null,"Replace telephones","BLAKE HIGH",25000,{"$nulls":4},25000]
[null,"Renovate fire alarm","BLOOMINGDALE HIGH",null,null,175000,null,null,175000]
[null,"Resurface parking",null,180000,{"$nulls":4},180000]
[null,"Renovate auditorium PA ",null,null,20000,null,null,null,20000]
[null,"Renovate stage lighting",null,null,10000,null,null,null,10000]
[null,"Special Projects ",null,240000,{"$nulls":4},240000]
[null,"Special Projects ","BRANDON HIGH (FFF&E) ",160000,{"$nulls":4},160000]
[null,"Renovation/Remodeling","CHAMBERLAIN HIGH     (FF&E)",8813072,{"$nulls":4},8813072]
[null,"Replace telephones","DURANT HIGH  ",null,null,null,40000,null,40000]
[null,"Renovation & Remodeling","EAST BAY HIGH (FFF&E) ",null,null,null,12409755,null,12409755]
[null,"Fencing",null,40000,{"$nulls":4},40000]
[null,"Renovate stadium PA ","GAITHER HIGH",null,10000,null,null,null,10000]
[null,"Renovate auditorium PA ",null,null,20000,null,null,null,20000]
[null,"Paint entire school",null,null,120000,null,null,null,120000]
[null,"Renovate drainage",{"$nulls":4},35000,null,35000]
[null,"Fencing","HILLSBOROUGH HIGH",40000,{"$nulls":4},40000]
[null,"Renovate Fire Alarm",null,200000,{"$nulls":4},200000]
[null,"Replace gym lighting",null,null,67740,null,null,null,67740]
[null,"Replace baseball turf",null,null,75000,null,null,null,75000]
[null,"Replace softball turf",null,null,45000,null,null,null,45000]
[null,"Renovation & Remodeling","JEFFERSON HIGH (FFF&E)",null,null,null,12957528,null,12957528]
[null,"Renovation including",null,259675,{"$nulls":4},259675]
[null,"Renovation/Remodeling","KING HIGH (FFF&E) ",1385000,null,9572697.0669,null,null,10957697.0669]
[null,"Renovation/Remodeling","LETO HIGH (FFF&E) ",12446000,{"$nulls":4},12446000]
[null,"Renovation & Remodeling","PLANT CITY HIGH (FFF&E) ",null,null,12467289,null,null,12467289]
[null,"Replace softball turf",null,40000,{"$nulls":4},40000]
[null,"Renovation in process","PLANT HIGH (FFF&E)  ",9832293,{"$nulls":4},9832293]
[null,"Renovation in process","ROBINSON HIGH (FFF&E) ",8363782,{"$nulls":4},8363782]
[null,"Replace telephones","SICKLES HIGH ",null,null,null,40000,null,40000]
[null,"Renovation/Remodeling","TAMPA BAY TECHNICAL HIGH (FFF&E) ",null,null,8718147,null,null,8718147]
[null,"Special Projects ",null,100000,{"$nulls":4},100000]
[null,"Replace fire alarm",null,250000,{"$nulls":4},250000]
[null,"Replace softball turf",null,50000,{"$nulls":4},50000]
[null,"Repair athletic field","WHARTON HIGH ",50000,{"$nulls":4},50000]
[null,null,"OTHER FACILITIES"]
[null,"Replace telephones","BREWSTER TECHNICAL",null,null,null,40000,null,40000]
[null,"Renovation & Remodeling","BRYAN, TPA ",null,null,1776950,null,null,1776950]
[null,"Replace telephones","CAMINITI EXCEPTIONAL",null,null,null,30000,null,30000]
[null,"Paint entire school",{"$nulls":4},150000,null,150000]
[null,"Renovate HVAC",{"$nulls":4},660000,null,660000]
[null,"Replace telephones","DOROTHY THOMAS CENTER ",null,30000,null,null,null,30000]
[null,"Renovate AC",{"$nulls":4},40000,null,40000]
[null,"Replace fire alarm","EISENHOWER EXCEPTIONAL CENTER",null,null,7500,null,null,7500]
[null,"Renovation & Remodeling","ERWIN TECHNICAL CENTER",{"$nulls":5},0]
[null,"Renovate AC ",null,300000,{"$nulls":4},300000]
[null,"Pave parking ",null,null,60000,null,null,null,60000]
[null,"Replace telephones",null,null,142000,null,null,null,142000]
[null,"Replace alarm panel","FL MENTAL HEALTH INSTITUTE (FMHI)",null,null,7500,null,null,7500]
[null,"Renovation & Remodeling","JUST EARLY CHILDHOOD CENTER",{"$nulls":4},1856394,1856394]
[null,"Special Projects",null,100000,{"$nulls":4},100000]
[null,"Renovate fire alarm","KIMBALL FULL SERVICE SCHOOL",null,null,null,20000,null,20000]
[null,"Replace telephones",{"$nulls":4},20000,null,20000]
[null,"Replace fire alarm panel","LAVOY EXCEPTIONAL",null,null,7500,null,null,7500]
[null,"Replace telephones",{"$nulls":4},20000,null,20000]
[null,"Renovate fire alarm","MEACHAM EARLY CHILDHOOD",100000,{"$nulls":4},100000]
[null,"Replace windows",null,null,null,120000,null,null,120000]
[null,"Paint entire school",null,null,100000,null,null,null,100000]
[null,"Replace telephones",{"$nulls":4},20000,null,20000]
[null,"Replace intercom",null,null,null,75000,null,null,75000]
[null,"Replace telephones",null,null,null,20000,null,null,20000]
[null,"Replace telephones","TRANSPORTATION OFFICES",90000,{"$nulls":4},90000]
[null,"Replace telephones","VELASCO",235000," ",null,null,null,235000]
[null,"Phased renovation","WATERS CENTER (GEO. WASHINGTON JR H",7000000,{"$nulls":4},7000000]
[null,"Renovation & Remodeling","JAMES ALTERNATIVE",{"$nulls":4},2865900,2865900]
[null,"Renovate HVAC",{"$nulls":6},0]
[]
["5.","Hillsborough Total",39614,410081442.56000006,12852673.9527,189434243.13222003,82605268.73782,77032598,772006226.38274]

{"sheet":"Pt 6 - End","index":14,"n_rows":55,"n_cols":11,"rows_kept":55,"cut":false,"hidden":false,"merged":[],"flags":["formulas_cached_only"]}
["District: ====>",null,"Hillsborough","Date: ==>","2000-10-01",null,"For fiscal years","  2000-2001 through 2004-2005"]
[]
[]
[]
["6 .","Schedule of options for generation of additional revenues by the district facilities work program which are not funded under paragraph 5 above."]
[null,"Additional anticipated revenues may include effort index grants and SIT Program awards."]
[null,null,null,"2000-01 ","2001-02 ","2002-03 ","2003-04 ","2004-05"]
[null,null,null,"Actual Budget","Projected","Projected","Projected","Projected","5 YEAR TOTAL"]
[null,"SIT Program awards",null,9931570,7619654,17864789,null,2153652,37569665]
[null,"Other (specify)",null,0,0,0,0,0,0]
["6.","Hillsborough Total",null,9931570,7619654,17864789,0,2153652,37569665]
[]
["7 .","Schedule indicating which projects included in the tentative district facilities work program in paragraph (2) 2. above which CANNOT be funded"]
[null,"from current revenues projected over the next 5-years."]
[null,null,null,"2000-01 ","2001-02 ","2002-03 ","2003-04 ","2004-05"]
[null,"Project Description","Student Stations","Actual Budget","Projected","Projected","Projected","Projected","5 YEAR TOTAL"]
[{"$nulls":8},0]
[null,"Major Renovation Projects Currently Unfunded",null,4772580,75000,35184121.68667996,36007406.12863,36260198.93014,112299306.74545002]
["7.","Hillsborough Total",0,4772580,75000,35184121.68667996,36007406.12863,36260198.93014,112299306.74545002]
[]
[null,"NOTE: If the sum of the totals in paragraphs 5. and 7. above DO NOT equal the total in paragraph 2. above, the message \"Check Totals\" appears.   -- They should balance ! !"]
[null,"Project Description",null,"2000-01 ","2001-02 ","2002-03 ","2003-04 ","2004-05","5 YEAR TOTAL"]
[null,"This row is for \"Checking and Balancing\" only",null,"","","","","",""]
[]
[]
["2.(b)","To the extent available, the tentative district facilities work program shall be based on information produced by the demographic and revenue"]
[null,"education estimating conferences."]
[]
["(3)","The adopted district facilities work program shall:"]
["(a)","Be a complete, balanced capital outlay financial plan for the district."]
["(b)","Set forth the proposed commitments and planned expenditures of the district to address the educational facilities needs of its students"]
[null,"and to adequately provide for the maintenance of the educational plant and ancillary facilities."]
[]
["(4)","The first year of the adopted district facilities work program shall constitute the capital outlay budget required in s. 235.18."]
[null,"The adopted district facilities work program shall include the information required in paragraphs (2) (a) 1., 2., and 3., based upon projects actually"]
[null,"funded in the program."]
{"$rows_empty":7}
["Respectfully submitted this ___________ day of ____________________, 2000."]
[]
[null,"SCHOOL BOARD OF ","Hillsborough  COUNTY"]
[]
["DISTRICT SUPERINTENDENT:"]
[null,null,"Signature",null,null,"Name Printed",null,null,"Date"]
[]
["CHIEF FINANCIAL OFFICER:  ____________________________________________________________________________________________________________________________________________________________",{"$nulls":8}," "]
[null,null,"Signature",null,null,"Name Printed",null,null,"Date",null," "]
[]
["DISTRICT POINT-OF-CONTACT PERSON:  _________________________________________________________________________________________________________________________________________________",{"$nulls":8}," "]
[null,null,null,"Name Printed","Job Title","Phone number(s)",null,"E-Mail Address",null,null," "]